## Tuning
Fan/Centrifugal Pump/Motor Tuner |  | (Scroll down to see instructions) | [23 empty] | Performance vs. Flow Rate Table |  |  | Power (W) |  | dp (kPa) |  | efficiency |  | Delta-Pressure (kPa) |  |  | Efficiency | [6 empty] | Speed (rev/min) |  | Power (W) | [6 empty] | Performance vs. Speed Table | [6 empty] | Current (amp) |  |  |  |  | Power (W) | [27 empty] | Step A: | Find the max flow rate of the reference curve (first root of the polynomial) | [5 empty] | Step B: | Find the flow rate of the Best Efficiency Point (BEP)
Copyright 2022 United States Government as represented by the Administrator of the National Aeronautics and Space Administration. All Rights Reserved. | [25 empty] | Q/Qmax | Q/Qbep | Q (m3/s) | point 1 | BEP | point 1 | BEP | point 1 | BEP | impeller | system | impeller torque (N*m) | impeller | motor | total | shaft torque (N*m) | motor current | Vpw | system Ki | point 1 | max | total | motor | shaft | impeller | hydraulic |  |  | N/Nmax | N (rev/min) | N (r/s) | Q (m3/s) | dp sys (kPa) | drive torque (N*m) | point 1 | total | controller | motor | Vpw | point 1 | total | motor | shaft | impeller | hydraulic | [23 empty] | Bisection method: |  |  |  | Qmax_est | 0.0001 | m3/s
Step 1: | Enter fluid impeller reference performance data (GunnsGasFanConfigData): | [21 empty] | point 1: | point 2: |  | 0 | 0 | 0 | [6 empty] | 10 | 0 | 0.00090814 | 0 | 0.56257 | 0 | 0.0037426 | 0.22537 | 3.0913 | 8.2813e-08 |  | 1790.6772 | 2.4967 | 0.69666 | 0.39193 | 0.095101 | 0 |  |  | 0 | 0 | 0 | 0 | 0 | 0 |  | 0.3 | 0 | 0 | 0 |  | 1.8 | 0 | 0 | 0 | 0 | [23 empty] | ITER | a | b | f(a) | f(b) | c | f(c )
| mReferenceDensity | 1000 | kg/m3 | [17 empty] | affinity density factor |  | 1 | 1 |  | 0.05 | 0.14431 | 5e-06 | [6 empty] | 9.5 | 0.05 | 0.0011185 | 0.40554 | 0.54908 | 0.018599 | 0.003953 | 0.23803 | 3.1673 | 1.0199e-07 |  | 1732.4733 | 2.5539 | 0.75391 | 0.41395 | 0.11713 | 0.0475 |  |  | 0.05 | 72.9061 | 7.6347 | 3.6453e-06 | 0.026577 | 0.00022029 |  | 0.30046 | 0.00045626 | 0.013265 | 0.20638 |  | 1.8027 | 0.0027376 | 0.0016818 | 0.00010412 | 9.6879e-05 | [23 empty] | 0 | 0 | 1000 | 10 | -99999990 | 500 | -49999990
| mReferenceSpeed | 1000 | rev/min | 104.7198 | r/s | [15 empty] | affinity speed factor |  | 1 | 0.5 |  | 0.1 | 0.28862 | 1e-05 | [6 empty] | 9 | 0.2 | 0.0013189 | 0.65161 | 0.5368 | 0.034479 | 0.0041534 | 0.2501 | 3.2397 | 1.2027e-07 |  | 1682.9674 | 2.6103 | 0.81025 | 0.43494 | 0.13812 | 0.09 |  |  | 0.1 | 145.8122 | 15.2694 | 7.2906e-06 | 0.10631 | 0.00046785 |  | 0.30198 | 0.0019843 | 0.028172 | 0.42261 |  | 1.8119 | 0.011906 | 0.0071438 | 0.000833 | 0.00077504 | [23 empty] | 1 | 0 | 500 | 10 | -49999990 | 250 | -24999990
| mReferenceCoeff0 | 10 | kPa = poly(Q m3/s) | [17 empty] | affinity power factor |  | 1 | 0.125 |  | 0.15 | 0.43293 | 1.5e-05 | [6 empty] | 8.5 | 0.45 | 0.0015095 | 0.80659 | 0.52563 | 0.047835 | 0.0043439 | 0.26158 | 3.3085 | 1.3765e-07 |  | 1640.3537 | 2.6654 | 0.86543 | 0.4549 | 0.15807 | 0.1275 |  |  | 0.15 | 218.7183 | 22.9041 | 1.0936e-05 | 0.23919 | 0.00074269 |  | 0.30484 | 0.0048352 | 0.044722 | 0.6487 |  | 1.829 | 0.029011 | 0.017011 | 0.0028114 | 0.0026157 | [23 empty] | 2 | 0 | 250 | 10 | -24999990 | 125 | -12499990 | Qincrement | 1e-06 | m3/s
| mReferenceCoeff1 | -100000 | [18 empty] | affinity coeffs | order |  |  |  | 0.2 | 0.57724 | 2e-05 | [6 empty] | 8 | 0.8 | 0.0016901 | 0.90402 | 0.51546 | 0.058841 | 0.0045246 | 0.27245 | 3.3738 | 1.5412e-07 |  | 1603.3367 | 2.7192 | 0.9192 | 0.47381 | 0.17699 | 0.16 |  |  | 0.2 | 291.6245 | 30.5388 | 1.4581e-05 | 0.42522 | 0.0010448 |  | 0.30928 | 0.0092761 | 0.062915 | 0.88464 |  | 1.8557 | 0.055657 | 0.031907 | 0.006664 | 0.0062003 | [23 empty] | 3 | 0 | 125 | 10 | -12499990 | 62.5 | -6249990 | row | 65 | 65
| mReferenceCoeff2 | 0 | [19 empty] | 0 | 10 | 2.5 |  | 0.25 | 0.72155 | 2.5e-05 | [6 empty] | 7.5 | 1.25 | 0.0018608 | 0.9622 | 0.50621 | 0.067657 | 0.0046953 | 0.28273 | 3.4355 | 1.6969e-07 |  | 1570.9582 | 2.7713 | 0.97132 | 0.49169 | 0.19487 | 0.1875 |  |  | 0.25 | 364.5306 | 38.1736 | 1.8227e-05 | 0.66441 | 0.0013742 |  | 0.31559 | 0.015591 | 0.08275 | 1.1304 |  | 1.8935 | 0.093543 | 0.052458 | 0.013016 | 0.01211 | [23 empty] | 4 | 0 | 62.5 | 10 | -6249990 | 31.25 | -3124990 | Qbep | 3.4648e-05 | m3/s
| mReferenceCoeff3 | 0 | [19 empty] | 1 | -100000 | -50000 |  | 0.3 | 0.86586 | 3e-05 | [6 empty] | 7 | 1.8 | 0.0020217 | 0.99194 | 0.49779 | 0.074426 | 0.0048561 | 0.29242 | 3.4936 | 1.8435e-07 |  | 1542.4918 | 2.8216 | 1.0216 | 0.50853 | 0.21171 | 0.21 |  |  | 0.3 | 437.4367 | 45.8083 | 2.1872e-05 | 0.95675 | 0.0017309 |  | 0.32408 | 0.024078 | 0.10423 | 1.3861 |  | 1.9445 | 0.14447 | 0.079289 | 0.022491 | 0.020926 | [23 empty] | 5 | 0 | 31.25 | 10 | -3124990 | 15.625 | -1562490
| mReferenceCoeff4 | 0 | [19 empty] | 2 | 0 | 0 |  | 0.35 | 1.0102 | 3.5e-05 | [6 empty] | 6.5 | 2.45 | 0.0021726 | 0.99996 | 0.49014 | 0.079275 | 0.005007 | 0.3015 | 3.5481 | 1.9811e-07 |  | 1517.3749 | 2.8698 | 1.0698 | 0.52434 | 0.22751 | 0.2275 |  |  | 0.35 | 510.3428 | 53.443 | 2.5517e-05 | 1.3022 | 0.0021148 |  | 0.33505 | 0.035054 | 0.12735 | 1.6516 |  | 2.0103 | 0.21033 | 0.11302 | 0.035715 | 0.03323 | [23 empty] | 6 | 0 | 15.625 | 10 | -1562490 | 7.8125 | -781240 | Q | dp | P hyd | Ns | P imp c0 | P imp c1 | P imp c2 | P imp c3 | P imp - | P imp | P imp + | eff - | eff | eff + | delta eff | bracket | fract dist | Q interp
| mReferenceCoeff5 | 0 | [19 empty] | 3 | 0 | 0 |  | 0.4 | 1.1545 | 4e-05 | [6 empty] | 6 | 3.2 | 0.0023136 | 0.9906 | 0.4832 | 0.082313 | 0.005148 | 0.30999 | 3.599 | 2.1097e-07 |  | 1495.1651 | 2.9157 | 1.1157 | 0.5391 | 0.24228 | 0.24 |  |  | 0.4 | 583.2489 | 61.0777 | 2.9162e-05 | 1.7009 | 0.0025261 |  | 0.34885 | 0.048851 | 0.15211 | 1.927 |  | 2.0931 | 0.29311 | 0.15429 | 0.053312 | 0.049602 | [23 empty] | 7 | 0 | 7.8125 | 10 | -781240 | 3.9062 | -390615 | 0.0001 | 1.6366e-08 | 1.6366e-09 | 5 | 2 | -5.98 | 8.78 | -3.8
| mReferenceBestEfficiency | 1 | [19 empty] | 4 | 0 | 0 |  | 0.45 | 1.2988 | 4.5e-05 | [6 empty] | 5.5 | 4.05 | 0.0024447 | 0.96678 | 0.47693 | 0.083639 | 0.0052791 | 0.31789 | 3.6464 | 2.2293e-07 |  | 1475.5092 | 2.9592 | 1.1592 | 0.55283 | 0.256 | 0.2475 |  |  | 0.45 | 656.155 | 68.7124 | 3.2808e-05 | 2.1527 | 0.0029646 |  | 0.36582 | 0.065818 | 0.17851 | 2.2122 |  | 2.1949 | 0.39491 | 0.2037 | 0.075907 | 0.070625 | [23 empty] | 8 | 0 | 3.9062 | 10 | -390615 | 1.9531 | -195302.5 | 9.9e-05 | 0.1 | 0.0099 | 5 | 2 | -5.98 | 8.78 | -3.8 | 1.0015 | 1 | 0.99792 | 1.6341e-09 | 0.0099 | 0.019641 | 0.019641 | 0 | 0.50422 | 9.8496e-05
[22 empty] | 5 | 0 | 0 |  | 0.5 | 1.4431 | 5e-05 | [6 empty] | 5 | 5 | 0.0025659 | 0.93042 | 0.47127 | 0.083333 | 0.0054003 | 0.32519 | 3.6902 | 2.3398e-07 |  | 1458.1223 | 3 | 1.2 | 0.56552 | 0.2687 | 0.25 |  |  | 0.5 | 729.0611 | 76.3471 | 3.6453e-05 | 2.6577 | 0.0034303 |  | 0.38632 | 0.086317 | 0.20656 | 2.5073 |  | 2.3179 | 0.5179 | 0.2619 | 0.10412 | 0.096879 | [23 empty] | 9 | 0 | 1.9531 | 10 | -195302.5 | 0.97656 | -97646.25 | 9.8e-05 | 0.2 | 0.0196 | 3.4663 | 1.4952 | -3.8488 | 5.9395 | -2.5858 | 1.0026 | 1 | 0.99703 | 0.0098744 | 0.0196 | 0.029187 | 0.019312 | 0 | 0.50409 | 9.7496e-05
Step 2: | Enter data common to both tune points in Steps 3 & 4: | [24 empty] | 0.55 | 1.5874 | 5.5e-05 | [6 empty] | 4.5 | 6.05 | 0.0026771 | 0.88283 | 0.46619 | 0.081466 | 0.0055116 | 0.33189 | 3.7304 | 2.4413e-07 |  | 1442.7722 | 3.0381 | 1.2381 | 0.57717 | 0.28035 | 0.2475 |  |  | 0.55 | 801.9672 | 83.9818 | 4.0098e-05 | 3.2158 | 0.0039234 |  | 0.41073 | 0.11073 | 0.23625 | 2.8122 |  | 2.4644 | 0.66438 | 0.32949 | 0.13859 | 0.12895 | [23 empty] | 10 | 0 | 0.97656 | 10 | -97646.25 | 0.48828 | -48818.125 | 9.7e-05 | 0.3 | 0.0291 | 2.5443 | 1.1917 | -2.5676 | 4.2319 | -1.8559 | 1.0032 | 1 | 0.99647 | 0.019537 | 0.0291 | 0.038536 | 0.018999 | 0 | 0.50412 | 9.6496e-05
| Supply voltage to controller | 6 | v | [17 empty] | Qmax |  | 0.0001 | 5e-05 |  | 0.6 | 1.7317 | 6e-05 | [6 empty] | 4 | 7.2 | 0.0027785 | 0.82484 | 0.46165 | 0.078094 | 0.005613 | 0.33799 | 3.767 | 2.5337e-07 |  | 1429.2688 | 3.0732 | 1.2732 | 0.58779 | 0.29097 | 0.24 |  |  | 0.6 | 874.8734 | 91.6165 | 4.3744e-05 | 3.827 | 0.0044437 |  | 0.43945 | 0.13945 | 0.26758 | 3.127 |  | 2.6367 | 0.83672 | 0.40712 | 0.17993 | 0.16741 | [23 empty] | 11 | 0 | 0.48828 | 10 | -48818.125 | 0.24414 | -24404.0625 | 9.6e-05 | 0.4 | 0.0384 | 2.0399 | 1.0256 | -1.8668 | 3.2977 | -1.4566 | 1.0036 | 1 | 0.99615 | 0.028995 | 0.0384 | 0.047684 | 0.018689 | 0 | 0.50417 | 9.5496e-05
| Total stall current | 1 | amp | [17 empty] | Qbep |  | 3.4648e-05 | 1.7324e-05 |  | 0.65 | 1.876 | 6.5e-05 | [6 empty] | 3.5 | 8.45 | 0.00287 | 0.75696 | 0.45764 | 0.073261 | 0.0057045 | 0.3435 | 3.8001 | 2.6171e-07 |  | 1417.4557 | 3.1053 | 1.3053 | 0.59737 | 0.30054 | 0.2275 |  |  | 0.65 | 947.7795 | 99.2512 | 4.7389e-05 | 4.4914 | 0.0049913 |  | 0.4729 | 0.1729 | 0.30056 | 3.4516 |  | 2.8374 | 1.0374 | 0.4954 | 0.22876 | 0.21284 | [23 empty] | 12 | 0 | 0.24414 | 10 | -24404.0625 | 0.12207 | -12197.0312 | 9.5e-05 | 0.5 | 0.0475 | 1.7166 | 0.91921 | -1.4174 | 2.6988 | -1.2006 | 1.0039 | 1 | 0.99592 | 0.038252 | 0.0475 | 0.056631 | 0.01838 | 0 | 0.50423 | 9.4496e-05
| Fluid impeller inlet density | 1000 | kg/m3 | [9 empty] | Delta-Pressure Chart |  | Efficiency Chart | [5 empty] | Gsys |  | 2000000000 |  | kPa*s3/m6 | 0.7 | 2.0203 | 7e-05 | [6 empty] | 3 | 9.8 | 0.0029516 | 0.67942 | 0.45412 | 0.067001 | 0.005786 | 0.34841 | 3.8295 | 2.6915e-07 |  | 1407.2036 | 3.1343 | 1.3343 | 0.60591 | 0.30909 | 0.21 |  |  | 0.7 | 1020.6856 | 106.8859 | 5.1034e-05 | 5.209 | 0.0055662 |  | 0.5115 | 0.2115 | 0.33518 | 3.7861 |  | 3.069 | 1.269 | 0.59495 | 0.28572 | 0.26584 | [23 empty] | 13 | 0 | 0.12207 | 10 | -12197.0312 | 0.061035 | -6093.5156 | 9.4e-05 | 0.6 | 0.0564 | 1.4893 | 0.84439 | -1.1016 | 2.2779 | -1.0207 | 1.0041 | 1 | 0.99574 | 0.047307 | 0.0564 | 0.065378 | 0.018072 | 0 | 0.50429 | 9.3496e-05
[21 empty] | Tfriction |  | 0.0028345 |  | N*m | 0.75 | 2.1647 | 7.5e-05 | [6 empty] | 2.5 | 11.25 | 0.0030232 | 0.59225 | 0.45107 | 0.059337 | 0.0058577 | 0.35273 | 3.8554 | 2.7568e-07 |  | 1398.4062 | 3.1599 | 1.3599 | 0.61342 | 0.31659 | 0.1875 |  |  | 0.75 | 1093.5917 | 114.5207 | 5.468e-05 | 5.9797 | 0.0061684 |  | 0.5557 | 0.2557 | 0.37144 | 4.1304 |  | 3.3342 | 1.5342 | 0.70641 | 0.35142 | 0.32697 | [23 empty] | 14 | 0 | 0.061035 | 10 | -6093.5156 | 0.030518 | -3041.7578 | 9.3e-05 | 0.7 | 0.0651 | 1.3196 | 0.78854 | -0.8658 | 1.9636 | -0.88636 | 1.0042 | 1 | 0.99559 | 0.056162 | 0.0651 | 0.073926 | 0.017764 | 0 | 0.50436 | 9.2496e-05
Step 3: | Enter 1st tune point data: | [24 empty] | 0.8 | 2.309 | 8e-05 | [6 empty] | 2 | 12.8 | 0.003085 | 0.49527 | 0.44847 | 0.05028 | 0.0059194 | 0.35645 | 3.8777 | 2.8132e-07 |  | 1390.9762 | 3.1822 | 1.3822 | 0.61988 | 0.32306 | 0.16 |  |  | 0.8 | 1166.4978 | 122.1554 | 5.8325e-05 | 6.8036 | 0.0067978 |  | 0.60596 | 0.30596 | 0.40934 | 4.4846 |  | 3.6357 | 1.8357 | 0.83039 | 0.42649 | 0.39682 | [23 empty] | 15 | 0 | 0.030518 | 10 | -3041.7578 | 0.015259 | -1515.8789 | 9.2e-05 | 0.8 | 0.0736 | 1.1874 | 0.74503 | -0.6821 | 1.7188 | -0.78171 | 1.0044 | 1 | 0.99547 | 0.064816 | 0.0736 | 0.082273 | 0.017457 | 0 | 0.50443 | 9.1496e-05
| Motor & impeller speed | 1000 | rev/min | [22 empty] | 0.85 | 2.4533 | 8.5e-05 | [6 empty] | 1.5 | 14.45 | 0.0031368 | 0.38814 | 0.44632 | 0.039831 | 0.0059713 | 0.35957 | 3.8965 | 2.8604e-07 |  | 1384.8429 | 3.201 | 1.401 | 0.62531 | 0.32849 | 0.1275 |  |  | 0.85 | 1239.4039 | 129.7901 | 6.197e-05 | 7.6806 | 0.0074545 |  | 0.66275 | 0.36275 | 0.44888 | 4.8487 |  | 3.9765 | 2.1765 | 0.96752 | 0.51156 | 0.47597 | [23 empty] | 16 | 0 | 0.015259 | 10 | -1515.8789 | 0.0076294 | -752.9395 | 9.1e-05 | 0.9 | 0.0819 | 1.0811 | 0.71003 | -0.53437 | 1.5219 | -0.69754 | 1.0045 | 1 | 0.99535 | 0.07327 | 0.0819 | 0.09042 | 0.017151 | 0 | 0.5045 | 9.0495e-05
| Total electrical power load | 3 | W | [22 empty] | 0.9 | 2.5976 | 9e-05 | [6 empty] | 1 | 16.2 | 0.0031788 | 0.27037 | 0.44459 | 0.027982 | 0.0060132 | 0.36209 | 3.9116 | 2.8987e-07 |  | 1379.9495 | 3.2164 | 1.4164 | 0.6297 | 0.33288 | 0.09 |  |  | 0.9 | 1312.31 | 137.4248 | 6.5616e-05 | 8.6108 | 0.0081385 |  | 0.72657 | 0.42657 | 0.49007 | 5.2226 |  | 4.3594 | 2.5594 | 1.1184 | 0.60725 | 0.565 | [23 empty] | 17 | 0 | 0.0076294 | 10 | -752.9395 | 0.0038147 | -371.4697 | 9e-05 | 1 | 0.09 | 0.99346 | 0.68118 | -0.41258 | 1.3596 | -0.62815 | 1.0046 | 1 | 0.99525 | 0.081523 | 0.09 | 0.098368 | 0.016845 | 0 | 0.50458 | 8.9495e-05
| Impeller volumetric flow rate | 5e-05 | m3/s between min: 0 |  | and max: | 0.0001 | m3/s | [18 empty] | 0.95 | 2.7419 | 9.5e-05 | [6 empty] | 0.5 | 18.05 | 0.0032108 | 0.14127 | 0.44328 | 0.014714 | 0.0060453 | 0.36402 | 3.9232 | 2.9279e-07 |  | 1376.252 | 3.2281 | 1.4281 | 0.63306 | 0.33623 | 0.0475 |  |  | 0.95 | 1385.2161 | 145.0595 | 6.9261e-05 | 9.5941 | 0.0088498 |  | 0.79794 | 0.49794 | 0.5329 | 5.6064 |  | 4.7876 | 2.9876 | 1.2837 | 0.71419 | 0.6645 | [23 empty] | 18 | 0 | 0.0038147 | 10 | -371.4697 | 0.0019073 | -180.7349 | 8.9e-05 | 1.1 | 0.0979 | 0.91977 | 0.65692 | -0.31018 | 1.2231 | -0.56982 | 1.0047 | 1 | 0.99515 | 0.089576 | 0.0979 | 0.10611 | 0.016539 | 0 | 0.50466 | 8.8495e-05
| Start ramp-up time | 5 | s | [22 empty] | 1 | 2.8862 | 0.0001 | [6 empty] | 1.6366e-08 | 20 | 0.0032329 | 4.8341e-09 | 0.44238 | 5.057e-10 | 0.0060674 | 0.36535 | 3.9312 | 2.9481e-07 |  | 1373.718 | 3.2363 | 1.4363 | 0.63537 | 0.33855 | 1.6366e-09 |  |  | 1 | 1458.1223 | 152.6942 | 7.2906e-05 | 10.6306 | 0.0095883 |  | 0.87737 | 0.57737 | 0.57737 | 6 |  | 5.2642 | 3.4642 | 1.4641 | 0.833 | 0.77504 | [23 empty] | 19 | 0 | 0.0019073 | 10 | -180.7349 | 0.00095367 | -85.3674 | 8.8e-05 | 1.2 | 0.1056 | 0.85681 | 0.6362 | -0.22269 | 1.1065 | -0.51997 | 1.0048 | 1 | 0.99505 | 0.097429 | 0.1056 | 0.11366 | 0.016233 | 0 | 0.50475 | 8.7495e-05
[28 empty] | 4.9995e-05 | 0 |  | 0 |  | 0 | [21 empty] | 999.9 |  |  |  |  | 0 |  |  |  |  | 0 | [28 empty] | 20 | 0 | 0.00095367 | 10 | -85.3674 | 0.00047684 | -37.6837 | 8.7e-05 | 1.3 | 0.1131 | 0.80229 | 0.61825 | -0.14693 | 1.0055 | -0.47681 | 1.0049 | 1 | 0.99496 | 0.10508 | 0.1131 | 0.12101 | 0.015928 | 0 | 0.50484 | 8.6495e-05
Step 4: | Enter 2nd tune point data: | [23 empty] | point 1: |  |  | 5e-05 | 3 |  | 5 |  | 0.9 | [11 empty] | 1000 | [7 empty] | point 1: |  | 1000 |  |  |  |  | 0.32519 |  |  |  |  | 3 | [28 empty] | 21 | 0 | 0.00047684 | 10 | -37.6837 | 0.00023842 | -13.8419 | 8.6e-05 | 1.4 | 0.1204 | 0.75454 | 0.60254 | -0.080578 | 0.91705 | -0.43901 | 1.005 | 1 | 0.99487 | 0.11253 | 0.1204 | 0.12816 | 0.015622 | 0 | 0.50493 | 8.5495e-05
| Motor & impeller speed | 500 | rev/min | [24 empty] | 3.4644e-05 |  |  |  | 0 | [20 empty] | point 1: | 0.68581 | 1000 | 104.7198 | 5e-05 | 5 | 0.0054003 |  | 0.5 | 0.2 | 0.32519 | 3.6902 |  | 3 | 1.2 | 0.56552 | 0.2687 | 0.25 | [23 empty] | 22 | 0 | 0.00023842 | 10 | -13.8419 | 0.00011921 | -1.9209 | 8.5e-05 | 1.5 | 0.1275 | 0.71231 | 0.58864 | -0.021899 | 0.83884 | -0.40558 | 1.0051 | 1 | 0.99478 | 0.11979 | 0.1275 | 0.1351 | 0.015317 | 0 | 0.50503 | 8.4495e-05
| Total electrical power load | 2 | W | 19.14 | [20 empty] | N1 bep: |  |  | 3.4648e-05 |  |  |  | 6.5352 | [61 empty] | 23 | 0 | 0.00011921 | 10 | -1.9209 | 5.9605e-05 | 4.0395 | 8.4e-05 | 1.6 | 0.1344 | 0.67465 | 0.57624 | 0.030435 | 0.76909 | -0.37576 | 1.0052 | 1 | 0.9947 | 0.12684 | 0.1344 | 0.14185 | 0.015012 | 0 | 0.50513 | 8.3495e-05
[25 empty] | point 1: |  | 1.4431 | 5e-05 | [6 empty] | 5 | 5 | 0.0025659 | 0.93042 | 0.47127 | 0.083333 | 0.0054003 | 0.32519 | 3.6902 | 2.3398e-07 |  | 1458.1223 | 3 | 1.2 | 0.56552 | 0.2687 | 0.25 | [42 empty] | 24 | 5.9605e-05 | 0.00011921 | 4.0395 | -1.9209 | 8.9407e-05 | 1.0593 | 8.3e-05 | 1.7 | 0.1411 | 0.64081 | 0.5651 | 0.077454 | 0.70642 | -0.34898 | 1.0053 | 1 | 0.99461 | 0.13369 | 0.1411 | 0.1484 | 0.014707 | 0 | 0.50523 | 8.2495e-05
Step 5: | Choose a controller constant power load in the allowable range: | [92 empty] | 25 | 8.9407e-05 | 0.00011921 | 1.0593 | -1.9209 | 0.00010431 | -0.43081 | 8.2e-05 | 1.8 | 0.1476 | 0.61021 | 0.55503 | 0.11998 | 0.64975 | -0.32475 | 1.0054 | 1 | 0.99452 | 0.14034 | 0.1476 | 0.15475 | 0.014403 | 0 | 0.50534 | 8.1495e-05
| Controller power load | 1.8 | W between min: | 1.7501 | and max: | 1.8681 | W | [18 empty] | Calculations: |  | point 1/both: | point 2: | [64 empty] | 26 | 8.9407e-05 | 0.00010431 | 1.0593 | -0.43081 | 9.6858e-05 | 0.31425 | 8.1e-05 | 1.9 | 0.1539 | 0.58238 | 0.54587 | 0.15865 | 0.5982 | -0.30272 | 1.0055 | 1 | 0.99444 | 0.1468 | 0.1539 | 0.1609 | 0.014098 | 0 | 0.50546 | 8.0495e-05
[26 empty] | Step A: | Find the max flow rate of the impeller reference curve (see cell DA1) | [17 empty] | a | Ki | [47 empty] | 27 | 9.6858e-05 | 0.00010431 | 0.31425 | -0.43081 | 0.00010058 | -0.058284 | 8e-05 | 2 | 0.16 | 0.55693 | 0.53749 | 0.19402 | 0.55107 | -0.28257 | 1.0056 | 1 | 0.99435 | 0.15305 | 0.16 | 0.16684 | 0.013794 | 0 | 0.50558 | 7.9494e-05
Results: | Use these values in the fluid impeller's GunnsGasFanConfigData: | [25 empty] | ref Qmax | 0.0001 | m3/s | [15 empty] | b | Kf + Kt^2/R | 7.3032e-05 | [46 empty] | 28 | 9.6858e-05 | 0.00010058 | 0.31425 | -0.058284 | 9.872e-05 | 0.12798 | 7.9e-05 | 2.1 | 0.1659 | 0.53355 | 0.52979 | 0.2265 | 0.50777 | -0.26406 | 1.0056 | 1 | 0.99426 | 0.1591 | 0.1659 | 0.17259 | 0.013489 | 0 | 0.5057 | 7.8494e-05
| mReferenceQBep | 3.4648e-05 | m3/s | [41 empty] | c | -Kt*Vmax/R | -0.016607 | [46 empty] | 29 | 9.872e-05 | 0.00010058 | 0.12798 | -0.058284 | 9.9652e-05 | 0.034848 | 7.8e-05 | 2.2 | 0.1716 | 0.51199 | 0.5227 | 0.25647 | 0.46783 | -0.24699 | 1.0057 | 1 | 0.99417 | 0.16495 | 0.1716 | 0.17814 | 0.013185 | 0 | 0.50584 | 7.7494e-05
[26 empty] | Step B: | Find the flow rate at the Best Efficiency Point (BEP) (see cell DH1) | [66 empty] | 30 | 9.9652e-05 | 0.00010058 | 0.034848 | -0.058284 | 0.00010012 | -0.011718 | 7.7e-05 | 2.3 | 0.1771 | 0.49201 | 0.51612 | 0.28422 | 0.43084 | -0.23118 | 1.0058 | 1 | 0.99408 | 0.17061 | 0.1771 | 0.18349 | 0.012881 | 0 | 0.50597 | 7.6494e-05
| Use these values in the motor's TsPumpMotorControllerConfigData: | [11 empty] | Step 5 Chart |  | Power vs. Flow Chart | [11 empty] | ref Qbep | 3.4648e-05 | m3/s | [64 empty] | 31 | 9.9652e-05 | 0.00010012 | 0.034848 | -0.011718 | 9.9884e-05 | 0.011565 | 7.6e-05 | 2.4 | 0.1824 | 0.47345 | 0.51001 | 0.31001 | 0.39646 | -0.21648 | 1.0059 | 1 | 0.99399 | 0.17606 | 0.1824 | 0.18863 | 0.012576 | 0 | 0.50612 | 7.5494e-05
| mControllerPowerLoad | 1.8 | W | [90 empty] | 32 | 9.9884e-05 | 0.00010012 | 0.011565 | -0.011718 | 0.0001 | -7.6145e-05 | 7.5e-05 | 2.5 | 0.1875 | 0.45615 | 0.50431 | 0.33406 | 0.3644 | -0.20278 | 1.006 | 1 | 0.9939 | 0.18131 | 0.1875 | 0.19358 | 0.012272 | 0 | 0.50627 | 7.4494e-05
[26 empty] | Step C: | Calculate impeller specific speed | [66 empty] | 33 | 9.9884e-05 | 0.0001 | 0.011565 | -7.6145e-05 | 9.9943e-05 | 0.0057446 | 7.4e-05 | 2.6 | 0.1924 | 0.43996 | 0.49899 | 0.35655 | 0.33443 | -0.18997 | 1.0061 | 1 | 0.9938 | 0.18636 | 0.1924 | 0.19833 | 0.011968 | 0 | 0.50643 | 7.3494e-05
| Use these values in the motor's DcDynPumpMotorConfigData: | [25 empty] | ref dp bep | 6.5352 | kPa | [64 empty] | 34 | 9.9943e-05 | 0.0001 | 0.0057446 | -7.6145e-05 | 9.9972e-05 | 0.0028342 | 7.3e-05 | 2.7 | 0.1971 | 0.42478 | 0.49399 | 0.37765 | 0.30632 | -0.17795 | 1.0062 | 1 | 0.99371 | 0.19121 | 0.1971 | 0.20288 | 0.011664 | 0 | 0.5066 | 7.2493e-05
| mWindingResistance | 6 | ohm | [23 empty] | Ns | 0.15081 | r | [64 empty] | 35 | 9.9972e-05 | 0.0001 | 0.0028342 | -7.6145e-05 | 9.9986e-05 | 0.001379 | 7.2e-05 | 2.8 | 0.2016 | 0.41051 | 0.48929 | 0.39748 | 0.27989 | -0.16666 | 1.0063 | 1 | 0.99361 | 0.19586 | 0.2016 | 0.20722 | 0.01136 | 0 | 0.50678 | 7.1493e-05
| mTorqueConstant | 0.016607 | N*m/amp | [23 empty] | Ns limited | 0.2 | r |  |  | P/Pbep coeffs | [61 empty] | 36 | 9.9986e-05 | 0.0001 | 0.001379 | -7.6145e-05 | 9.9993e-05 | 0.00065145 | 7.1e-05 | 2.9 | 0.2059 | 0.39706 | 0.48487 | 0.41616 | 0.25498 | -0.15601 | 1.0064 | 1 | 0.99351 | 0.20032 | 0.2059 | 0.21137 | 0.011057 | 0 | 0.50697 | 7.0493e-05
| mFrictionConstant | 2.8345e-06 | N*m*min/rev | [22 empty] | Step D: | Find the impeller reference power curve coefficients and P bep |  |  |  |  | order | 0.2 | 5 | [59 empty] | 37 | 9.9993e-05 | 0.0001 | 0.00065145 | -7.6145e-05 | 9.9997e-05 | 0.00028765 | 7e-05 | 3 | 0.21 | 0.38436 | 0.48068 | 0.43382 | 0.23145 | -0.14595 | 1.0065 | 1 | 0.9934 | 0.20457 | 0.21 | 0.21532 | 0.010753 | 0 | 0.50716 | 6.9493e-05
| mFrictionMinSpeed |  | rev/min | [23 empty] | P/Pbep coeff0 | 0.42 |  |  |  | 0 | 0.42 | 2 | [59 empty] | 38 | 9.9997e-05 | 0.0001 | 0.00028765 | -7.6145e-05 | 9.9999e-05 | 0.00010575 | 6.9e-05 | 3.1 | 0.2139 | 0.37233 | 0.47673 | 0.45053 | 0.20918 | -0.13643 | 1.0066 | 1 | 0.9933 | 0.20862 | 0.2139 | 0.21907 | 0.010449 | 0 | 0.50737 | 6.8493e-05
| mInertia | 0.00054908 | kg*m2 | [23 empty] | P/Pbep coeff1 | 0.69 |  |  |  | 1 | 0.69 | -5.98 | [59 empty] | 39 | 9.9999e-05 | 0.0001 | 0.00010575 | -7.6145e-05 | 0.0001 | 1.4805e-05 | 6.8e-05 | 3.2 | 0.2176 | 0.36093 | 0.47297 | 0.46638 | 0.18805 | -0.1274 | 1.0067 | 1 | 0.99319 | 0.21247 | 0.2176 | 0.22262 | 0.010145 | 0 | 0.5076 | 6.7492e-05
[27 empty] | P/Pbep coeff2 | -0.11 |  |  |  | 2 | -0.11 | 8.78 | [59 empty] | 40 | 0.0001 | 0.0001 | 1.4805e-05 | -7.6145e-05 | 0.0001 | -3.067e-05 | 6.7e-05 | 3.3 | 0.2211 | 0.35009 | 0.4694 | 0.48144 | 0.16798 | -0.11882 | 1.0068 | 1 | 0.99308 | 0.21612 | 0.2211 | 0.22596 | 0.0098416 | 0 | 0.50783 | 6.6492e-05
Extra Info: | Impeller specific speed | 0.15081 | r | [23 empty] | P/Pbep coeff3 | 0 |  |  |  | 3 | 0 | -3.8 | [59 empty] | 41 | 0.0001 | 0.0001 | 1.4805e-05 | -3.067e-05 | 0.0001 | -7.9328e-06 | 6.6e-05 | 3.4 | 0.2244 | 0.33977 | 0.46601 | 0.49577 | 0.14887 | -0.11066 | 1.007 | 1 | 0.99297 | 0.21957 | 0.2244 | 0.22911 | 0.009538 | 0 | 0.50809 | 6.5492e-05
| This appears to be a: | Radial Flow | impeller. | [23 empty] | ref P hyd | 0.22643 | W | [64 empty] | 42 | 0.0001 | 0.0001 | 1.4805e-05 | -7.9328e-06 | 0.0001 | 3.4359e-06 | 6.5e-05 | 3.5 | 0.2275 | 0.32994 | 0.46277 | 0.50944 | 0.13066 | -0.10287 | 1.0071 | 1 | 0.99285 | 0.22283 | 0.2275 | 0.23206 | 0.0092344 | 0 | 0.50835 | 6.4492e-05
| Max speed in tune point system | 1458.1223 | rev/min | [23 empty] | ref P bep | 0.22643 | W | [64 empty] | 43 | 0.0001 | 0.0001 | 3.4359e-06 | -7.9328e-06 | 0.0001 | -2.2485e-06 | 6.4e-05 | 3.6 | 0.2304 | 0.32055 | 0.45968 | 0.52249 | 0.11326 | -0.095433 | 1.0072 | 1 | 0.99273 | 0.22588 | 0.2304 | 0.23481 | 0.0089309 | 0 | 0.50864 | 6.3491e-05
| Total stall power | 6 | W | [90 empty] | 44 | 0.0001 | 0.0001 | 3.4359e-06 | -2.2485e-06 | 0.0001 | 5.9368e-07 | 6.3e-05 | 3.7 | 0.2331 | 0.31156 | 0.45672 | 0.53497 | 0.096626 | -0.088322 | 1.0073 | 1 | 0.9926 | 0.22873 | 0.2331 | 0.23736 | 0.0086275 | 0 | 0.50895 | 6.2491e-05
| Total dead-head power | 2.4967 | W | [22 empty] | Step E: | Find the impeller power at tune points 1 & 2 by affinity law | [66 empty] | 45 | 0.0001 | 0.0001 | 5.9368e-07 | -2.2485e-06 | 0.0001 | -8.274e-07 | 6.2e-05 | 3.8 | 0.2356 | 0.30296 | 0.45389 | 0.54693 | 0.080692 | -0.081511 | 1.0074 | 1 | 0.99248 | 0.23138 | 0.2356 | 0.2397 | 0.008324 | 0 | 0.50928 | 6.1491e-05
| Total dead-head current | 0.41611 | amp | [23 empty] | rho/rho_ref | 1 | [65 empty] | 46 | 0.0001 | 0.0001 | 5.9368e-07 | -8.274e-07 | 0.0001 | -1.1686e-07 | 6.1e-05 | 3.9 | 0.2379 | 0.29471 | 0.45118 | 0.55839 | 0.065411 | -0.074979 | 1.0076 | 1 | 0.99235 | 0.23383 | 0.2379 | 0.24185 | 0.0080207 | 0 | 0.50964 | 6.049e-05
[27 empty] | N | 104.7198 | 52.3599 | r/s | [63 empty] | 47 | 0.0001 | 0.0001 | 5.9368e-07 | -1.1686e-07 | 0.0001 | 2.3841e-07 | 6e-05 | 4 | 0.24 | 0.28679 | 0.44857 | 0.5694 | 0.050736 | -0.068706 | 1.0077 | 1 | 0.99221 | 0.23608 | 0.24 | 0.2438 | 0.0077173 | 0 | 0.51002 | 5.949e-05
INSTRUCTIONS | [26 empty] | N_n/Nref | 1 | 0.5 | [64 empty] | 48 | 0.0001 | 0.0001 | 2.3841e-07 | -1.1686e-07 | 0.0001 | 6.0775e-08 | 5.9e-05 | 4.1 | 0.2419 | 0.27917 | 0.44606 | 0.57999 | 0.036627 | -0.062675 | 1.0078 | 1 | 0.99207 | 0.23813 | 0.2419 | 0.24555 | 0.007414 | 0 | 0.51044 | 5.849e-05
| Use this sheet to tune a TsPumpMotorController motor/controller driving a single GunnsGasFan or GunnsLiquidCentrifugalPump fluid impeller. | [11 empty] | Maximum Speed Chart |  | Power vs. Speed Chart | [11 empty] | Qbep_n | 3.4648e-05 | 1.7324e-05 | m3/s | [63 empty] | 49 | 0.0001 | 0.0001 | 6.0775e-08 | -1.1686e-07 | 0.0001 | -2.8043e-08 | 5.8e-05 | 4.2 | 0.2436 | 0.27184 | 0.44365 | 0.59018 | 0.023045 | -0.05687 | 1.008 | 1 | 0.99193 | 0.23998 | 0.2436 | 0.24709 | 0.0071107 | 0 | 0.51089 | 5.7489e-05
| Our goal is to match the desired power load at given speed & flow conditions, and have the power load trend properly as motor speed and | [25 empty] | Pbep_n | 0.22643 | 0.028304 | W | [63 empty] | 50 | 0.0001 | 0.0001 | 6.0775e-08 | -2.8043e-08 | 0.0001 | 1.6366e-08 | 5.7e-05 | 4.3 | 0.2451 | 0.26477 | 0.44132 | 0.6 | 0.0099548 | -0.051274 | 1.0081 | 1 | 0.99178 | 0.24163 | 0.2451 | 0.24844 | 0.0068075 | 0 | 0.51139 | 5.6489e-05
| flow rate vary in the fluid system. | [25 empty] | Q_n/Qbep_n | 1.4431 | 1.4431 | [71 empty] | 5.6e-05 | 4.4 | 0.2464 | 0.25795 | 0.43907 | 0.60948 | -0.0026744 | -0.045876 | 1.0083 | 1 | 0.99163 | 0.24309 | 0.2464 | 0.24959 | 0.0065043 | 0 | 0.51193 | 5.5488e-05
| - Enter the fluid reference curve and your desired motor data ponts in the Steps 1-5 blocks above. The fluid impeller's performance curve | [25 empty] | Pimp_n/Pbep_n | 1.1867 | 1.1867 | [71 empty] | 5.5e-05 | 4.5 | 0.2475 | 0.25136 | 0.43691 | 0.61863 | -0.014872 | -0.040662 | 1.0084 | 1 | 0.99147 | 0.24434 | 0.2475 | 0.25054 | 0.0062012 | 0 | 0.51253 | 5.4487e-05
| should already have been tuned to give the correct pressure & flow verses impeller speed in your fluid network. | [25 empty] | Pimp_n | 0.2687 | 0.033587 | W | [70 empty] | 5.4e-05 | 4.6 | 0.2484 | 0.24499 | 0.43481 | 0.62748 | -0.026666 | -0.035621 | 1.0086 | 1 | 0.9913 | 0.24539 | 0.2484 | 0.25129 | 0.0058981 | 0 | 0.51319 | 5.3487e-05
[101 empty] | 5.3e-05 | 4.7 | 0.2491 | 0.23883 | 0.43278 | 0.63604 | -0.038079 | -0.030742 | 1.0088 | 1 | 0.99113 | 0.24624 | 0.2491 | 0.25183 | 0.005595 | 0 | 0.51392 | 5.2486e-05
HINTS | [25 empty] | Step F: | Find the impeller power constant P = Ki*N^3 | [73 empty] | 5.2e-05 | 4.8 | 0.2496 | 0.23286 | 0.43082 | 0.64433 | -0.049136 | -0.026016 | 1.009 | 1 | 0.99095 | 0.24689 | 0.2496 | 0.25218 | 0.0052919 | 0 | 0.51474 | 5.1485e-05
| Some cells have comment fields that you can hover over to see additional advice. | [25 empty] | Ki | 2.3398e-07 | 2.3398e-07 | W*s3/r3 | [70 empty] | 5.1e-05 | 4.9 | 0.2499 | 0.22707 | 0.42891 | 0.65238 | -0.059857 | -0.021433 | 1.0091 | 1 | 0.99077 | 0.24734 | 0.2499 | 0.25233 | 0.0049889 | 0 | 0.51566 | 5.0484e-05
| See the Example Tuning Sets sheet for example input values for some ISS impellers. You can copy & paste the Steps 1-5 block | [99 empty] | 5e-05 | 5 | 0.25 | 0.22146 | 0.42706 | 0.66019 | -0.070263 | -0.016985 | 1.0093 | 1 | 0.99058 | 0.24759 | 0.25 | 0.25228 | 0.004686 | 0 | 0.5167 | 4.9483e-05
| (use Paste Special > Values) into this sheet to see the results. Don't paste over the Results & Extra Info section. | [24 empty] | Step G: | Find the motor winding resistance from stall current and supply voltage | [73 empty] | 4.9e-05 | 5.1 | 0.2499 | 0.216 | 0.42527 | 0.66777 | -0.080371 | -0.012665 | 1.0095 | 1 | 0.99038 | 0.24764 | 0.2499 | 0.25202 | 0.004383 | 0 | 0.5179 | 4.8482e-05
[27 empty] | see cell E39 | [73 empty] | 4.8e-05 | 5.2 | 0.2496 | 0.21069 | 0.42352 | 0.67514 | -0.090199 | -0.008464 | 1.0097 | 1 | 0.99017 | 0.24749 | 0.2496 | 0.25157 | 0.0040801 | 0 | 0.51927 | 4.7481e-05
[101 empty] | 4.7e-05 | 5.3 | 0.2491 | 0.20553 | 0.42182 | 0.68232 | -0.099762 | -0.0043762 | 1.0099 | 1 | 0.98996 | 0.24714 | 0.2491 | 0.25092 | 0.0037773 | 0 | 0.52088 | 4.6479e-05
[26 empty] | Step H: | Compute maximum possible controller load assuming no friction or motor losses | [73 empty] | 4.6e-05 | 5.4 | 0.2484 | 0.2005 | 0.42016 | 0.68931 | -0.10908 | -0.00039504 | 1.0102 | 1 | 0.98973 | 0.24659 | 0.2484 | 0.25007 | 0.0034744 | 0 | 0.52301 | 4.5477e-05
[27 empty] | The margins P1 - Pimp1 and P2 - Pimp2 must be friction + motor loss + controller load | [73 empty] | 4.5e-05 | 5.5 | 0.2475 | 0.2 | 0.42 | 0.69 | -0.11 | 0 | 1.0104 | 1 | 0.9895 | 0.24585 | 0.2475 | 0.24901 | 0.0031687 | 0 | 0.52537 | 4.4475e-05
[27 empty] | Pmargin_n | 2.7313 | 1.9664 | W | [70 empty] | 4.4e-05 | 5.6 | 0.2464 | 0.2 | 0.42 | 0.69 | -0.11 | 0 | 1.0106 | 1 | 0.98926 | 0.2449 | 0.2464 | 0.24776 | 0.0028627 | 0 | 0.52824 | 4.3472e-05
[27 empty] | P controller max: | 1.9664 |  | W | assuming no friction or motor loss | [69 empty] | 4.3e-05 | 5.7 | 0.2451 | 0.2 | 0.42 | 0.69 | -0.11 | 0 | 1.0109 | 1 | 0.98901 | 0.24375 | 0.2451 | 0.24631 | 0.0025566 | 0 | 0.53183 | 4.2468e-05
[101 empty] | 4.2e-05 | 5.8 | 0.2436 | 0.2 | 0.42 | 0.69 | -0.11 | 0 | 1.0111 | 1 | 0.98875 | 0.2424 | 0.2436 | 0.24465 | 0.0022505 | 0 | 0.53648 | 4.1464e-05
[26 empty] | Step I: | Make an initial guess at torque constant | [73 empty] | 4.1e-05 | 5.9 | 0.2419 | 0.2 | 0.42 | 0.69 | -0.11 | 0 | 1.0114 | 1 | 0.98847 | 0.24085 | 0.2419 | 0.2428 | 0.0019445 | 0 | 0.54271 | 4.0457e-05
[27 empty] | Kt initial guess: | 0.047426 | N*m/amp |  | Kt_initial = (Vmax - (P1 - Pc_max)*R/Vmax)/N1 | [69 empty] | 4e-05 | 6 | 0.24 | 0.2 | 0.42 | 0.69 | -0.11 | 0 | 1.0117 | 1 | 0.98818 | 0.23911 | 0.24 | 0.24075 | 0.0016384 | 0 | 0.55152 | 3.9448e-05
[101 empty] | 3.9e-05 | 6.1 | 0.2379 | 0.2 | 0.42 | 0.69 | -0.11 | 0 | 1.012 | 1 | 0.98788 | 0.23716 | 0.2379 | 0.23849 | 0.0013323 | 0 | 0.56489 | 3.8435e-05
[26 empty] | Step J: | Iterate over range of controller power and find suggested min & max (see cell A133) | [73 empty] | 3.8e-05 | 6.2 | 0.2356 | 0.2 | 0.42 | 0.69 | -0.11 | 0 | 1.0123 | 1 | 0.98756 | 0.23501 | 0.2356 | 0.23604 | 0.0010262 | 0 | 0.58764 | 3.7412e-05
[101 empty] | 3.7e-05 | 6.3 | 0.2331 | 0.2 | 0.42 | 0.69 | -0.11 | 0 | 1.0126 | 1 | 0.98722 | 0.23266 | 0.2331 | 0.23338 | 0.00072011 | 0 | 0.63495 | 3.6365e-05
[26 empty] | Step K: | Calculate final torque constant and Friction constant for the user's controller power selection (see cell A251) | [73 empty] | 3.6e-05 | 6.4 | 0.2304 | 0.2 | 0.42 | 0.69 | -0.11 | 0 | 1.013 | 1 | 0.98686 | 0.23012 | 0.2304 | 0.23053 | 0.00041401 | 0 | 0.79327 | 3.5207e-05
[27 empty] | torque constant | 0.016607 | N*m/amp | [71 empty] | 3.5e-05 | 6.5 | 0.2275 | 0.2 | 0.42 | 0.69 | -0.11 | 0 | 1.0133 | 1 | 0.98648 | 0.22737 | 0.2275 | 0.22748 | 0.00010789 | 1 | 0.35245 | 3.4648e-05
[27 empty] | friction constant | 2.7067e-05 | N*m*s/r | [71 empty] | 3.4e-05 | 6.6 | 0.2244 | 0.2 | 0.42 | 0.69 | -0.11 | 0 | 1.0137 | 1 | 0.98608 | 0.22442 | 0.2244 | 0.22422 | -0.00019823 | 0 | 0.28214 | 3.3718e-05
[101 empty] | 3.3e-05 | 6.7 | 0.2211 | 0.2 | 0.42 | 0.69 | -0.11 | 0 | 1.0141 | 1 | 0.98566 | 0.22127 | 0.2211 | 0.22077 | -0.00050437 | 0 | 0.38358 | 3.2616e-05
[26 empty] | Step L: | Estimate motor inertia from start-up time and torques |  |  |  |  | A proper solution of the ODE: | [68 empty] | 3.2e-05 | 6.8 | 0.2176 | 0.2 | 0.42 | 0.69 | -0.11 | 0 | 1.0146 | 1 | 0.98521 | 0.21792 | 0.2176 | 0.21711 | -0.00081051 | 0 | 0.42057 | 3.1579e-05
[27 empty] | T N=0 | 0.016607 | N*m |  |  |  | N' = Kt*V/R/II + N*(-Kf - Kt^2/R)/II + N^2*(-Ki/II) | [67 empty] | 3.1e-05 | 6.9 | 0.2139 | 0.2 | 0.42 | 0.69 | -0.11 | 0 | 1.015 | 1 | 0.98472 | 0.21437 | 0.2139 | 0.21326 | -0.0011167 | 0 | 0.43972 | 3.056e-05
[27 empty] | T N1 | 0.0063931 | N*m |  |  |  | runs into a problem with sqrt of negative numbers, so we just estimate | [67 empty] | 3e-05 | 7 | 0.21 | 0.2 | 0.42 | 0.69 | -0.11 | 0 | 1.0155 | 1 | 0.98421 | 0.21063 | 0.21 | 0.2092 | -0.0014229 | 0 | 0.45143 | 2.9549e-05
[27 empty] | T avg | 0.0115 | N*m |  |  |  | assuming an average torque | [67 empty] | 2.9e-05 | 7.1 | 0.2059 | 0.2 | 0.42 | 0.69 | -0.11 | 0 | 1.0161 | 1 | 0.98366 | 0.20668 | 0.2059 | 0.20495 | -0.001729 | 0 | 0.45933 | 2.8541e-05
[27 empty] | II | 0.00054908 | kg*m2 | [71 empty] | 2.8e-05 | 7.2 | 0.2016 | 0.2 | 0.42 | 0.69 | -0.11 | 0 | 1.0166 | 1 | 0.98307 | 0.20253 | 0.2016 | 0.20049 | -0.0020353 | 0 | 0.46502 | 2.7535e-05
[101 empty] | 2.7e-05 | 7.3 | 0.1971 | 0.2 | 0.42 | 0.69 | -0.11 | 0 | 1.0173 | 1 | 0.98244 | 0.19818 | 0.1971 | 0.19584 | -0.0023415 | 0 | 0.46931 | 2.6531e-05
[26 empty] | Step M: | Calculate dead-head power | [73 empty] | 2.6e-05 | 7.4 | 0.1924 | 0.2 | 0.42 | 0.69 | -0.11 | 0 | 1.0179 | 1 | 0.98176 | 0.19363 | 0.1924 | 0.19098 | -0.0026478 | 0 | 0.47266 | 2.5527e-05
[27 empty] | N Q=0 | 104.7198 | r/s | [71 empty] | 2.5e-05 | 7.5 | 0.1875 | 0.2 | 0.42 | 0.69 | -0.11 | 0 | 1.0186 | 1 | 0.98102 | 0.18888 | 0.1875 | 0.18593 | -0.0029541 | 0 | 0.47535 | 2.4525e-05
[27 empty] | V Q=0 | 3.0913 | v | [71 empty] | 2.4e-05 | 7.6 | 0.1824 | 0.2 | 0.42 | 0.69 | -0.11 | 0 | 1.0194 | 1 | 0.98023 | 0.18393 | 0.1824 | 0.18067 | -0.0032604 | 0 | 0.47756 | 2.3522e-05
[27 empty] | P Q=0 | 2.4967 | W | [71 empty] | 2.3e-05 | 7.7 | 0.1771 | 0.2 | 0.42 | 0.69 | -0.11 | 0 | 1.0202 | 1 | 0.97936 | 0.17878 | 0.1771 | 0.17522 | -0.0035668 | 0 | 0.47941 | 2.2521e-05
[27 empty] | I Q=0 | 0.41611 | amp | [71 empty] | 2.2e-05 | 7.8 | 0.1716 | 0.2 | 0.42 | 0.69 | -0.11 | 0 | 1.0211 | 1 | 0.97841 | 0.17343 | 0.1716 | 0.16956 | -0.0038733 | 0 | 0.48097 | 2.1519e-05
[101 empty] | 2.1e-05 | 7.9 | 0.1659 | 0.2 | 0.42 | 0.69 | -0.11 | 0 | 1.0221 | 1 | 0.97737 | 0.16788 | 0.1659 | 0.1637 | -0.0041798 | 0 | 0.48231 | 2.0518e-05
[101 empty] | 2e-05 | 8 | 0.16 | 0.2 | 0.42 | 0.69 | -0.11 | 0 | 1.0232 | 1 | 0.97623 | 0.16213 | 0.16 | 0.15765 | -0.0044863 | 0 | 0.48348 | 1.9517e-05
[101 empty] | 1.9e-05 | 8.1 | 0.1539 | 0.2 | 0.42 | 0.69 | -0.11 | 0 | 1.0244 | 1 | 0.97496 | 0.15618 | 0.1539 | 0.15139 | -0.004793 | 0 | 0.48449 | 1.8516e-05
[101 empty] | 1.8e-05 | 8.2 | 0.1476 | 0.2 | 0.42 | 0.69 | -0.11 | 0 | 1.0258 | 1 | 0.97355 | 0.15003 | 0.1476 | 0.14493 | -0.0050998 | 0 | 0.48539 | 1.7515e-05
[101 empty] | 1.7e-05 | 8.3 | 0.1411 | 0.2 | 0.42 | 0.69 | -0.11 | 0 | 1.0273 | 1 | 0.97197 | 0.14368 | 0.1411 | 0.13828 | -0.0054068 | 0 | 0.48619 | 1.6514e-05
[101 empty] | 1.6e-05 | 8.4 | 0.1344 | 0.2 | 0.42 | 0.69 | -0.11 | 0 | 1.0289 | 1 | 0.9702 | 0.13713 | 0.1344 | 0.13142 | -0.0057139 | 0 | 0.4869 | 1.5513e-05
[101 empty] | 1.5e-05 | 8.5 | 0.1275 | 0.2 | 0.42 | 0.69 | -0.11 | 0 | 1.0308 | 1 | 0.96818 | 0.13038 | 0.1275 | 0.12436 | -0.0060212 | 0 | 0.48754 | 1.4512e-05
[101 empty] | 1.4e-05 | 8.6 | 0.1204 | 0.2 | 0.42 | 0.69 | -0.11 | 0 | 1.033 | 1 | 0.96587 | 0.12343 | 0.1204 | 0.1171 | -0.0063289 | 0 | 0.48812 | 1.3512e-05
[101 empty] | 1.3e-05 | 8.7 | 0.1131 | 0.2 | 0.42 | 0.69 | -0.11 | 0 | 1.0355 | 1 | 0.9632 | 0.11627 | 0.1131 | 0.10964 | -0.0066369 | 0 | 0.48864 | 1.2511e-05
[101 empty] | 1.2e-05 | 8.8 | 0.1056 | 0.2 | 0.42 | 0.69 | -0.11 | 0 | 1.0384 | 1 | 0.96007 | 0.10892 | 0.1056 | 0.10197 | -0.0069455 | 0 | 0.48911 | 1.1511e-05
[101 empty] | 1.1e-05 | 8.9 | 0.0979 | 0.2 | 0.42 | 0.69 | -0.11 | 0 | 1.0418 | 1 | 0.95636 | 0.10136 | 0.0979 | 0.094106 | -0.0072548 | 0 | 0.48953 | 1.051e-05
[101 empty] | 1e-05 | 9 | 0.09 | 0.2 | 0.42 | 0.69 | -0.11 | 0 | 1.0459 | 1 | 0.9519 | 0.093604 | 0.09 | 0.086038 | -0.0075651 | 0 | 0.4899 | 9.5101e-06
[101 empty] | 9e-06 | 9.1 | 0.0819 | 0.2 | 0.42 | 0.69 | -0.11 | 0 | 1.0509 | 1 | 0.94642 | 0.085644 | 0.0819 | 0.077767 | -0.007877 | 0 | 0.49022 | 8.5098e-06
[101 empty] | 8e-06 | 9.2 | 0.0736 | 0.2 | 0.42 | 0.69 | -0.11 | 0 | 1.057 | 1 | 0.93953 | 0.077481 | 0.0736 | 0.06929 | -0.0081913 | 0 | 0.49048 | 7.5095e-06
[101 empty] | 7e-06 | 9.3 | 0.0651 | 0.2 | 0.42 | 0.69 | -0.11 | 0 | 1.0649 | 1 | 0.93061 | 0.069115 | 0.0651 | 0.060605 | -0.0085093 | 0 | 0.49064 | 6.5094e-06
[101 empty] | 6e-06 | 9.4 | 0.0564 | 0.2 | 0.42 | 0.69 | -0.11 | 0 | 1.0753 | 1 | 0.91861 | 0.060542 | 0.0564 | 0.051708 | -0.008834 | 0 | 0.49064 | 5.5094e-06
[101 empty] | 5e-06 | 9.5 | 0.0475 | 0.2 | 0.42 | 0.69 | -0.11 | 0 | 1.0896 | 1 | 0.9016 | 0.051762 | 0.0475 | 0.042591 | -0.0091712 | 0 | 0.49027 | 4.5097e-06
[101 empty] | 4e-06 | 9.6 | 0.0384 | 0.2 | 0.42 | 0.69 | -0.11 | 0 | 1.1106 | 1 | 0.87562 | 0.042769 | 0.0384 | 0.033233 | -0.0095353 | 0 | 0.48884 | 3.5112e-06
[101 empty] | 3e-06 | 9.7 | 0.0291 | 0.2 | 0.42 | 0.69 | -0.11 | 0 | 1.1444 | 1 | 0.83111 | 0.033553 | 0.0291 | 0.023583 | -0.0099705 | 0 | 0.48292 | 2.5171e-06
[101 empty] | 2e-06 | 9.8 | 0.0196 | 0.2 | 0.42 | 0.69 | -0.11 | 0 | 1.2075 | 1 | 0.7375 | 0.024099 | 0.0196 | 0.013424 | -0.010676 | 0 | 0.42554 | 1.5745e-06
[101 empty] | 1e-06 | 9.9 | 0.0099 | 0.2 | 0.42 | 0.69 | -0.11 | 0 | 1.36 | 1 | 0.42 | 0.014412 | 0.0099 | 0 | -0.014412 | 0 | 1 | 0
Step J: | Iterate over range of controller power and find suggested min & max
Initial Kt guess:
P - Pc = V*(V - Kt*N)/R
use Pc max, Vmax, N1
(P - Pc)*R/V = V - Kt*N
Kt_initial = (Vmax - (P1 - Pc_max)*R/Vmax)/N1
Estimate max speed:
[7 empty] | Solution for V: | [82 empty] | Tmax = Kt*(Vmax - Kt*Nmax)/R = Kf*Nmax + Ki*Nmax^2
For each Pc: | [6 empty] | (P-Pc)*R = (V - Kt*N)*V | [82 empty] | Kt*Vmax/R - Kt^2*Nmax/R = Kf*Nmax + Ki*Nmax^2
start with initial Kt guess | [6 empty] | V^2 - V*Kt*N - (P-Pc)*R = 0 | [82 empty] | Kt*Vmax/R = Kf*Nmax + Kt^2*Nmax/R + Ki*Nmax^2
find V1 & V2 from: |  | V = (Kt*N + sqrt(Kt^2*N^2 - 4*R*(Pc-P)))/2 |  |  |  |  | quadratic: | a | 1 | [6 empty] | predict Kt where these will cross | [73 empty] | Nmax^2*Ki + Nmax*(Kf + Kt^2/R) - Kt*Vmax/R = 0
find Kf1 & Kf2 from: |  | Pm*Kt/V/N^2 - Ki*N = Kf | [5 empty] | b | -Kt*N | [6 empty] | Kf1+dKf1/dKt*iter = Kf2+dKf2/dKt*iter | [73 empty] | quadratic: | a | Ki
predict new Kt where Kf1 = Kf2 | [7 empty] | c | (Pc-P)*R | [6 empty] | (dKf1/dKt - dKf2/dKt)*iter = Kf2 - Kf1 | [74 empty] | b | Kf + Kt^2/R
iterate Kt until converge | [6 empty] | V = (Kt*N + sqrt(Kt^2*N^2 - 4*R*(Pc-P)))/2 | [8 empty] | iter = (Kf2 - Kf1) / (dKf1/dKt - dKf2/dKt) | [74 empty] | c | -Kt*Vmax/R
|  |  |  | iteration 1 | [16 empty] | iteration 2 | [16 empty] | iteration 3 | [16 empty] | iteration 4 | [16 empty] | iteration 5
Pc/Pc max | Pc | quad c1 | quad c2 | Kt | quad b1 | quad b2 | V1 | V2 | Kf1 | Kf2 | Kt + delta | quad b1 | quad b2 | V1 | V2 | Kf1 | Kf2 | dKf1/dKt | dKf2/dKt | iter | Kt | quad b1 | quad b2 | V1 | V2 | Kf1 | Kf2 | Kt + delta | quad b1 | quad b2 | V1 | V2 | Kf1 | Kf2 | dKf1/dKt | dKf2/dKt | iter | Kt | quad b1 | quad b2 | V1 | V2 | Kf1 | Kf2 | Kt + delta | quad b1 | quad b2 | V1 | V2 | Kf1 | Kf2 | dKf1/dKt | dKf2/dKt | iter | Kt | quad b1 | quad b2 | V1 | V2 | Kf1 | Kf2 | Kt + delta | quad b1 | quad b2 | V1 | V2 | Kf1 | Kf2 | dKf1/dKt | dKf2/dKt | iter | Kt | quad b1 | quad b2 | V1 | V2 | Kf1 | Kf2 | Kt + delta | quad b1 | quad b2 | V1 | V2 | Kf1 | Kf2 | dKf1/dKt | dKf2/dKt | iter | valid solution? | Nmax b | Nmax c | Nmax (r/s) | Nmax (rpm)
0 | 0 | -18 | -12 | 0.047426 | -4.9664 | -2.4832 | 7.3991 | 4.9215 | 0.00015912 | 0.00035583 | 0.047473 | -4.9714 | -2.4857 | 7.4029 | 4.9232 | 0.00015921 | 0.00035608 | 0.0019148 | 0.0051406 | -0.060982 | -0.013556 | 1.4196 | 0.70978 | 3.5918 | 3.1273 | -0.00013262 | -0.00017782 | -0.013569 | 1.421 | 0.71049 | 3.5912 | 3.127 | -0.00013275 | -0.000178 | 0.0092933 | 0.01346 | 0.010848 | -0.002708 | 0.28358 | 0.14179 | 4.1032 | 3.3939 | -4.3409e-05 | -4.2729e-05 | -0.0027107 | 0.28387 | 0.14193 | 4.1031 | 3.3939 | -4.3429e-05 | -4.276e-05 | 0.0072153 | 0.011485 | -0.00015935 | -0.0028674 | 0.30027 | 0.15014 | 4.0952 | 3.3898 | -4.4561e-05 | -4.4561e-05 | -0.0028702 | 0.30057 | 0.15029 | 4.095 | 3.3898 | -4.4582e-05 | -4.4594e-05 | 0.0072432 | 0.011512 | -9.6376e-09 | -0.0028674 | 0.30027 | 0.15014 | 4.0952 | 3.3898 | -4.4561e-05 | -4.4561e-05 | -0.0028702 | 0.30057 | 0.15029 | 4.095 | 3.3898 | -4.4582e-05 | -4.4594e-05 | 0.0072432 | 0.011512 | 1.1039e-14 |  | -4.3211e-05 | 0.0028674 | 0 | 0
0.01 | 0.019664 | -17.882 | -11.882 | 0.047426 | -4.9664 | -2.4832 | 7.3871 | 4.9054 | 0.00015821 | 0.00035341 | 0.047473 | -4.9714 | -2.4857 | 7.3909 | 4.9071 | 0.0001583 | 0.00035365 | 0.0019006 | 0.0050953 | -0.061099 | -0.013673 | 1.4319 | 0.71594 | 3.573 | 3.1076 | -0.00013342 | -0.00017867 | -0.013687 | 1.4333 | 0.71666 | 3.5724 | 3.1073 | -0.00013354 | -0.00017885 | 0.0092965 | 0.013429 | 0.010949 | -0.0027242 | 0.28528 | 0.14264 | 4.0885 | 3.3764 | -4.3465e-05 | -4.2766e-05 | -0.0027269 | 0.28556 | 0.14278 | 4.0883 | 3.3764 | -4.3485e-05 | -4.2798e-05 | 0.007196 | 0.011434 | -0.00016494 | -0.0028891 | 0.30255 | 0.15128 | 4.0801 | 3.3722 | -4.4655e-05 | -4.4655e-05 | -0.002892 | 0.30285 | 0.15143 | 4.08 | 3.3721 | -4.4676e-05 | -4.4688e-05 | 0.0072249 | 0.011462 | -1.0485e-08 | -0.0028892 | 0.30255 | 0.15128 | 4.0801 | 3.3722 | -4.4655e-05 | -4.4655e-05 | -0.002892 | 0.30285 | 0.15143 | 4.08 | 3.3721 | -4.4676e-05 | -4.4688e-05 | 0.0072249 | 0.011462 | 1.2294e-14 |  | -4.3284e-05 | 0.0028892 | 0 | 0
0.02 | 0.039328 | -17.764 | -11.764 | 0.047426 | -4.9664 | -2.4832 | 7.3751 | 4.8893 | 0.0001573 | 0.00035097 | 0.047473 | -4.9714 | -2.4857 | 7.3788 | 4.891 | 0.00015739 | 0.00035121 | 0.0018863 | 0.0050499 | -0.061219 | -0.013793 | 1.4444 | 0.72222 | 3.554 | 3.0877 | -0.00013423 | -0.00017953 | -0.013807 | 1.4459 | 0.72294 | 3.5534 | 3.0874 | -0.00013436 | -0.00017971 | 0.0093002 | 0.013399 | 0.011053 | -0.0027406 | 0.28699 | 0.1435 | 4.0737 | 3.3589 | -4.3522e-05 | -4.2804e-05 | -0.0027433 | 0.28728 | 0.14364 | 4.0735 | 3.3588 | -4.3542e-05 | -4.2835e-05 | 0.0071766 | 0.011382 | -0.00017079 | -0.0029114 | 0.30488 | 0.15244 | 4.0651 | 3.3545 | -4.4751e-05 | -4.4751e-05 | -0.0029143 | 0.30518 | 0.15259 | 4.0649 | 3.3544 | -4.4772e-05 | -4.4784e-05 | 0.0072066 | 0.011411 | -1.1416e-08 | -0.0029114 | 0.30488 | 0.15244 | 4.0651 | 3.3545 | -4.4751e-05 | -4.4751e-05 | -0.0029143 | 0.30519 | 0.15259 | 4.0649 | 3.3544 | -4.4772e-05 | -4.4784e-05 | 0.0072066 | 0.011411 | 1.3699e-14 |  | -4.3359e-05 | 0.0029114 | 0 | 0
0.03 | 0.058992 | -17.646 | -11.646 | 0.047426 | -4.9664 | -2.4832 | 7.363 | 4.8731 | 0.00015639 | 0.00034853 | 0.047473 | -4.9714 | -2.4857 | 7.3667 | 4.8747 | 0.00015648 | 0.00034876 | 0.0018721 | 0.0050043 | -0.061341 | -0.013915 | 1.4572 | 0.72861 | 3.5348 | 3.0677 | -0.00013506 | -0.00018041 | -0.013929 | 1.4587 | 0.72934 | 3.5342 | 3.0674 | -0.00013519 | -0.00018059 | 0.0093044 | 0.013368 | 0.011158 | -0.0027572 | 0.28873 | 0.14437 | 4.0588 | 3.3412 | -4.358e-05 | -4.2842e-05 | -0.00276 | 0.28902 | 0.14451 | 4.0587 | 3.3411 | -4.36e-05 | -4.2873e-05 | 0.0071573 | 0.01133 | -0.00017691 | -0.0029341 | 0.30726 | 0.15363 | 4.0499 | 3.3367 | -4.4849e-05 | -4.4849e-05 | -0.002937 | 0.30757 | 0.15378 | 4.0498 | 3.3366 | -4.487e-05 | -4.4882e-05 | 0.0071883 | 0.01136 | -1.2439e-08 | -0.0029341 | 0.30726 | 0.15363 | 4.0499 | 3.3367 | -4.4849e-05 | -4.4849e-05 | -0.0029371 | 0.30757 | 0.15378 | 4.0497 | 3.3366 | -4.487e-05 | -4.4883e-05 | 0.0071883 | 0.01136 | 1.5284e-14 |  | -4.3435e-05 | 0.0029341 | 0 | 0
0.04 | 0.078657 | -17.5281 | -11.5281 | 0.047426 | -4.9664 | -2.4832 | 7.3509 | 4.8568 | 0.00015548 | 0.00034607 | 0.047473 | -4.9714 | -2.4857 | 7.3546 | 4.8585 | 0.00015557 | 0.0003463 | 0.0018578 | 0.0049586 | -0.061466 | -0.01404 | 1.4703 | 0.73514 | 3.5156 | 3.0476 | -0.00013591 | -0.0001813 | -0.014054 | 1.4717 | 0.73587 | 3.515 | 3.0472 | -0.00013604 | -0.00018149 | 0.009309 | 0.013338 | 0.011266 | -0.002774 | 0.2905 | 0.14525 | 4.0439 | 3.3235 | -4.3639e-05 | -4.288e-05 | -0.0027768 | 0.29079 | 0.14539 | 4.0438 | 3.3234 | -4.3658e-05 | -4.2911e-05 | 0.0071379 | 0.011278 | -0.00018331 | -0.0029573 | 0.30969 | 0.15485 | 4.0347 | 3.3188 | -4.495e-05 | -4.495e-05 | -0.0029603 | 0.31 | 0.155 | 4.0345 | 3.3187 | -4.4971e-05 | -4.4983e-05 | 0.0071701 | 0.011309 | -1.3566e-08 | -0.0029574 | 0.30969 | 0.15485 | 4.0347 | 3.3188 | -4.495e-05 | -4.495e-05 | -0.0029603 | 0.31 | 0.155 | 4.0345 | 3.3187 | -4.4971e-05 | -4.4984e-05 | 0.0071701 | 0.011309 | 1.7069e-14 |  | -4.3514e-05 | 0.0029574 | 0 | 0
0.05 | 0.098321 | -17.4101 | -11.4101 | 0.047426 | -4.9664 | -2.4832 | 7.3388 | 4.8404 | 0.00015456 | 0.0003436 | 0.047473 | -4.9714 | -2.4857 | 7.3425 | 4.8421 | 0.00015465 | 0.00034383 | 0.0018436 | 0.0049127 | -0.061593 | -0.014167 | 1.4836 | 0.7418 | 3.4962 | 3.0273 | -0.00013679 | -0.00018222 | -0.014181 | 1.4851 | 0.74254 | 3.4956 | 3.027 | -0.00013692 | -0.00018241 | 0.0093143 | 0.013308 | 0.011376 | -0.0027911 | 0.29228 | 0.14614 | 4.029 | 3.3056 | -4.3698e-05 | -4.2917e-05 | -0.0027939 | 0.29257 | 0.14629 | 4.0288 | 3.3055 | -4.3718e-05 | -4.2949e-05 | 0.0071184 | 0.011225 | -0.00019002 | -0.0029811 | 0.31218 | 0.15609 | 4.0194 | 3.3007 | -4.5053e-05 | -4.5053e-05 | -0.0029841 | 0.31249 | 0.15625 | 4.0192 | 3.3007 | -4.5075e-05 | -4.5087e-05 | 0.0071518 | 0.011258 | -1.4807e-08 | -0.0029811 | 0.31218 | 0.15609 | 4.0194 | 3.3007 | -4.5054e-05 | -4.5054e-05 | -0.0029841 | 0.31249 | 0.15625 | 4.0192 | 3.3007 | -4.5075e-05 | -4.5087e-05 | 0.0071518 | 0.011258 | 1.9088e-14 |  | -4.3594e-05 | 0.0029811 | 0 | 0
0.06 | 0.11798 | -17.2921 | -11.2921 | 0.047426 | -4.9664 | -2.4832 | 7.3266 | 4.824 | 0.00015365 | 0.00034112 | 0.047473 | -4.9714 | -2.4857 | 7.3304 | 4.8257 | 0.00015373 | 0.00034135 | 0.0018293 | 0.0048666 | -0.061723 | -0.014297 | 1.4972 | 0.74859 | 3.4766 | 3.0069 | -0.00013768 | -0.00018316 | -0.014311 | 1.4987 | 0.74934 | 3.476 | 3.0065 | -0.00013781 | -0.00018335 | 0.0093201 | 0.013279 | 0.011489 | -0.0028084 | 0.29409 | 0.14705 | 4.0139 | 3.2877 | -4.3758e-05 | -4.2955e-05 | -0.0028112 | 0.29439 | 0.14719 | 4.0138 | 3.2876 | -4.3777e-05 | -4.2986e-05 | 0.007099 | 0.011172 | -0.00019704 | -0.0030054 | 0.31473 | 0.15736 | 4.004 | 3.2826 | -4.516e-05 | -4.516e-05 | -0.0030084 | 0.31504 | 0.15752 | 4.0038 | 3.2825 | -4.5181e-05 | -4.5193e-05 | 0.0071336 | 0.011206 | -1.6176e-08 | -0.0030054 | 0.31473 | 0.15736 | 4.004 | 3.2826 | -4.516e-05 | -4.516e-05 | -0.0030084 | 0.31504 | 0.15752 | 4.0038 | 3.2825 | -4.5181e-05 | -4.5193e-05 | 0.0071336 | 0.011206 | 2.1368e-14 |  | -4.3676e-05 | 0.0030054 | 0 | 0
0.07 | 0.13765 | -17.1741 | -11.1741 | 0.047426 | -4.9664 | -2.4832 | 7.3144 | 4.8075 | 0.00015272 | 0.00033863 | 0.047473 | -4.9714 | -2.4857 | 7.3182 | 4.8092 | 0.00015281 | 0.00033886 | 0.001815 | 0.0048205 | -0.061855 | -0.014429 | 1.511 | 0.75552 | 3.457 | 2.9863 | -0.00013859 | -0.00018411 | -0.014444 | 1.5125 | 0.75627 | 3.4563 | 2.986 | -0.00013873 | -0.0001843 | 0.0093264 | 0.013249 | 0.011603 | -0.0028259 | 0.29592 | 0.14796 | 3.9988 | 3.2696 | -4.3818e-05 | -4.2992e-05 | -0.0028287 | 0.29622 | 0.14811 | 3.9987 | 3.2695 | -4.3838e-05 | -4.3024e-05 | 0.0070795 | 0.011119 | -0.00020439 | -0.0030303 | 0.31733 | 0.15866 | 3.9885 | 3.2644 | -4.5269e-05 | -4.5268e-05 | -0.0030333 | 0.31765 | 0.15882 | 3.9884 | 3.2643 | -4.529e-05 | -4.5302e-05 | 0.0071154 | 0.011155 | -1.7687e-08 | -0.0030303 | 0.31733 | 0.15867 | 3.9885 | 3.2644 | -4.5269e-05 | -4.5269e-05 | -0.0030333 | 0.31765 | 0.15882 | 3.9884 | 3.2643 | -4.529e-05 | -4.5302e-05 | 0.0071155 | 0.011155 | 2.3946e-14 |  | -4.376e-05 | 0.0030303 | 0 | 0
0.08 | 0.15731 | -17.0561 | -11.0561 | 0.047426 | -4.9664 | -2.4832 | 7.3022 | 4.7909 | 0.0001518 | 0.00033612 | 0.047473 | -4.9714 | -2.4857 | 7.3059 | 4.7926 | 0.00015189 | 0.00033635 | 0.0018007 | 0.0047741 | -0.06199 | -0.014564 | 1.5252 | 0.76259 | 3.4371 | 2.9656 | -0.00013953 | -0.00018509 | -0.014579 | 1.5267 | 0.76336 | 3.4365 | 2.9652 | -0.00013966 | -0.00018528 | 0.0093334 | 0.013221 | 0.011721 | -0.0028436 | 0.29778 | 0.14889 | 3.9837 | 3.2515 | -4.3879e-05 | -4.3029e-05 | -0.0028464 | 0.29808 | 0.14904 | 3.9836 | 3.2514 | -4.3899e-05 | -4.3061e-05 | 0.0070599 | 0.011066 | -0.0002121 | -0.0030557 | 0.31999 | 0.16 | 3.973 | 3.246 | -4.538e-05 | -4.538e-05 | -0.0030588 | 0.32031 | 0.16016 | 3.9729 | 3.246 | -4.5402e-05 | -4.5414e-05 | 0.0070973 | 0.011103 | -1.9356e-08 | -0.0030557 | 0.31999 | 0.16 | 3.973 | 3.246 | -4.538e-05 | -4.538e-05 | -0.0030588 | 0.32031 | 0.16016 | 3.9729 | 3.246 | -4.5402e-05 | -4.5414e-05 | 0.0070973 | 0.011103 | 2.6872e-14 |  | -4.3846e-05 | 0.0030557 | 0 | 0
0.09 | 0.17698 | -16.9381 | -10.9381 | 0.047426 | -4.9664 | -2.4832 | 7.2899 | 4.7743 | 0.00015088 | 0.00033361 | 0.047473 | -4.9714 | -2.4857 | 7.2937 | 4.7759 | 0.00015096 | 0.00033383 | 0.0017864 | 0.0047276 | -0.062128 | -0.014702 | 1.5396 | 0.76982 | 3.4172 | 2.9447 | -0.00014049 | -0.00018609 | -0.014717 | 1.5412 | 0.77059 | 3.4165 | 2.9444 | -0.00014063 | -0.00018628 | 0.009341 | 0.013192 | 0.011841 | -0.0028616 | 0.29966 | 0.14983 | 3.9685 | 3.2332 | -4.3941e-05 | -4.3066e-05 | -0.0028644 | 0.29996 | 0.14998 | 3.9683 | 3.2331 | -4.3961e-05 | -4.3097e-05 | 0.0070404 | 0.011013 | -0.00022019 | -0.0030817 | 0.32272 | 0.16136 | 3.9574 | 3.2276 | -4.5495e-05 | -4.5495e-05 | -0.0030848 | 0.32304 | 0.16152 | 3.9572 | 3.2275 | -4.5517e-05 | -4.5529e-05 | 0.0070792 | 0.011051 | -2.1203e-08 | -0.0030818 | 0.32272 | 0.16136 | 3.9574 | 3.2276 | -4.5495e-05 | -4.5495e-05 | -0.0030848 | 0.32304 | 0.16152 | 3.9572 | 3.2275 | -4.5517e-05 | -4.5529e-05 | 0.0070792 | 0.011051 | 3.0186e-14 |  | -4.3934e-05 | 0.0030818 | 0 | 0
0.1 | 0.19664 | -16.8202 | -10.8202 | 0.047426 | -4.9664 | -2.4832 | 7.2776 | 4.7575 | 0.00014995 | 0.00033108 | 0.047473 | -4.9714 | -2.4857 | 7.2814 | 4.7592 | 0.00015003 | 0.0003313 | 0.0017721 | 0.0046809 | -0.062269 | -0.014843 | 1.5544 | 0.7772 | 3.397 | 2.9237 | -0.00014147 | -0.00018711 | -0.014858 | 1.5559 | 0.77797 | 3.3964 | 2.9233 | -0.00014161 | -0.0001873 | 0.0093493 | 0.013164 | 0.011964 | -0.0028797 | 0.30157 | 0.15078 | 3.9532 | 3.2149 | -4.4003e-05 | -4.3102e-05 | -0.0028826 | 0.30187 | 0.15093 | 3.9531 | 3.2148 | -4.4023e-05 | -4.3134e-05 | 0.0070208 | 0.010959 | -0.00022867 | -0.0031084 | 0.32551 | 0.16276 | 3.9417 | 3.209 | -4.5613e-05 | -4.5613e-05 | -0.0031115 | 0.32584 | 0.16292 | 3.9416 | 3.2089 | -4.5635e-05 | -4.5647e-05 | 0.0070611 | 0.010998 | -2.3248e-08 | -0.0031084 | 0.32551 | 0.16276 | 3.9417 | 3.209 | -4.5613e-05 | -4.5613e-05 | -0.0031115 | 0.32584 | 0.16292 | 3.9416 | 3.2089 | -4.5635e-05 | -4.5647e-05 | 0.0070611 | 0.010998 | 3.3952e-14 |  | -4.4025e-05 | 0.0031084 | 0 | 0
0.11 | 0.21631 | -16.7022 | -10.7022 | 0.047426 | -4.9664 | -2.4832 | 7.2653 | 4.7407 | 0.00014902 | 0.00032854 | 0.047473 | -4.9714 | -2.4857 | 7.2691 | 4.7424 | 0.0001491 | 0.00032876 | 0.0017577 | 0.0046341 | -0.062413 | -0.014987 | 1.5695 | 0.78473 | 3.3768 | 2.9025 | -0.00014248 | -0.00018815 | -0.015002 | 1.571 | 0.78552 | 3.3761 | 2.9022 | -0.00014262 | -0.00018835 | 0.0093582 | 0.013136 | 0.012089 | -0.0028982 | 0.30349 | 0.15175 | 3.9379 | 3.1964 | -4.4066e-05 | -4.3138e-05 | -0.0029011 | 0.3038 | 0.1519 | 3.9378 | 3.1963 | -4.4086e-05 | -4.317e-05 | 0.0070011 | 0.010905 | -0.00023758 | -0.0031357 | 0.32837 | 0.16419 | 3.9259 | 3.1904 | -4.5734e-05 | -4.5734e-05 | -0.0031389 | 0.3287 | 0.16435 | 3.9258 | 3.1903 | -4.5756e-05 | -4.5768e-05 | 0.007043 | 0.010946 | -2.5516e-08 | -0.0031358 | 0.32838 | 0.16419 | 3.9259 | 3.1904 | -4.5734e-05 | -4.5734e-05 | -0.0031389 | 0.3287 | 0.16435 | 3.9258 | 3.1903 | -4.5756e-05 | -4.5769e-05 | 0.007043 | 0.010946 | 3.824e-14 |  | -4.4117e-05 | 0.0031358 | 0 | 0
0.12 | 0.23597 | -16.5842 | -10.5842 | 0.047426 | -4.9664 | -2.4832 | 7.253 | 4.7238 | 0.00014809 | 0.00032599 | 0.047473 | -4.9714 | -2.4857 | 7.2567 | 4.7255 | 0.00014817 | 0.00032621 | 0.0017434 | 0.0045872 | -0.06256 | -0.015134 | 1.5849 | 0.79244 | 3.3563 | 2.8812 | -0.00014352 | -0.00018922 | -0.01515 | 1.5865 | 0.79323 | 3.3557 | 2.8808 | -0.00014366 | -0.00018942 | 0.0093679 | 0.013109 | 0.012218 | -0.0029168 | 0.30545 | 0.15272 | 3.9225 | 3.1779 | -4.4129e-05 | -4.3174e-05 | -0.0029197 | 0.30575 | 0.15288 | 3.9224 | 3.1778 | -4.415e-05 | -4.3205e-05 | 0.0069814 | 0.010851 | -0.00024694 | -0.0031637 | 0.33131 | 0.16565 | 3.9101 | 3.1716 | -4.5859e-05 | -4.5858e-05 | -0.0031669 | 0.33164 | 0.16582 | 3.9099 | 3.1715 | -4.5881e-05 | -4.5893e-05 | 0.007025 | 0.010893 | -2.8031e-08 | -0.0031638 | 0.33131 | 0.16565 | 3.9101 | 3.1716 | -4.5859e-05 | -4.5859e-05 | -0.0031669 | 0.33164 | 0.16582 | 3.9099 | 3.1715 | -4.5881e-05 | -4.5893e-05 | 0.007025 | 0.010893 | 4.3124e-14 |  | -4.4213e-05 | 0.0031638 | 0 | 0
0.13 | 0.25563 | -16.4662 | -10.4662 | 0.047426 | -4.9664 | -2.4832 | 7.2406 | 4.7068 | 0.00014715 | 0.00032343 | 0.047473 | -4.9714 | -2.4857 | 7.2444 | 4.7085 | 0.00014723 | 0.00032364 | 0.0017291 | 0.00454 | -0.062711 | -0.015285 | 1.6006 | 0.80031 | 3.3357 | 2.8596 | -0.00014459 | -0.00019032 | -0.0153 | 1.6022 | 0.80111 | 3.3351 | 2.8593 | -0.00014473 | -0.00019052 | 0.0093782 | 0.013082 | 0.012349 | -0.0029357 | 0.30742 | 0.15371 | 3.9071 | 3.1592 | -4.4193e-05 | -4.3209e-05 | -0.0029386 | 0.30773 | 0.15386 | 3.9069 | 3.1591 | -4.4214e-05 | -4.324e-05 | 0.0069617 | 0.010796 | -0.00025678 | -0.0031924 | 0.33431 | 0.16716 | 3.8941 | 3.1527 | -4.5987e-05 | -4.5986e-05 | -0.0031956 | 0.33465 | 0.16732 | 3.894 | 3.1526 | -4.6009e-05 | -4.6021e-05 | 0.0070071 | 0.01084 | -3.0826e-08 | -0.0031925 | 0.33432 | 0.16716 | 3.8941 | 3.1527 | -4.5987e-05 | -4.5987e-05 | -0.0031957 | 0.33465 | 0.16732 | 3.894 | 3.1526 | -4.6009e-05 | -4.6021e-05 | 0.0070071 | 0.01084 | 4.8689e-14 |  | -4.4311e-05 | 0.0031925 | 0 | 0
0.14 | 0.2753 | -16.3482 | -10.3482 | 0.047426 | -4.9664 | -2.4832 | 7.2282 | 4.6898 | 0.00014622 | 0.00032085 | 0.047473 | -4.9714 | -2.4857 | 7.2319 | 4.6914 | 0.0001463 | 0.00032107 | 0.0017147 | 0.0044927 | -0.062864 | -0.015439 | 1.6167 | 0.80836 | 3.3149 | 2.838 | -0.00014568 | -0.00019144 | -0.015454 | 1.6183 | 0.80917 | 3.3143 | 2.8376 | -0.00014582 | -0.00019164 | 0.0093894 | 0.013055 | 0.012484 | -0.0029547 | 0.30942 | 0.15471 | 3.8915 | 3.1404 | -4.4258e-05 | -4.3243e-05 | -0.0029577 | 0.30973 | 0.15486 | 3.8914 | 3.1404 | -4.4278e-05 | -4.3275e-05 | 0.0069419 | 0.010741 | -0.00026713 | -0.0032219 | 0.33739 | 0.1687 | 3.8781 | 3.1336 | -4.6118e-05 | -4.6118e-05 | -0.0032251 | 0.33773 | 0.16887 | 3.878 | 3.1335 | -4.6141e-05 | -4.6153e-05 | 0.0069892 | 0.010787 | -3.3935e-08 | -0.0032219 | 0.3374 | 0.1687 | 3.8781 | 3.1336 | -4.6119e-05 | -4.6119e-05 | -0.0032251 | 0.33774 | 0.16887 | 3.8779 | 3.1335 | -4.6141e-05 | -4.6153e-05 | 0.0069892 | 0.010787 | 5.5049e-14 |  | -4.4411e-05 | 0.0032219 | 0 | 0
0.15 | 0.29496 | -16.2302 | -10.2302 | 0.047426 | -4.9664 | -2.4832 | 7.2157 | 4.6726 | 0.00014528 | 0.00031826 | 0.047473 | -4.9714 | -2.4857 | 7.2195 | 4.6743 | 0.00014536 | 0.00031847 | 0.0017003 | 0.0044452 | -0.063021 | -0.015596 | 1.6332 | 0.81659 | 3.294 | 2.8161 | -0.0001468 | -0.00019259 | -0.015611 | 1.6348 | 0.81741 | 3.2934 | 2.8158 | -0.00014695 | -0.00019279 | 0.0094014 | 0.013029 | 0.012622 | -0.0029741 | 0.31144 | 0.15572 | 3.876 | 3.1216 | -4.4323e-05 | -4.3276e-05 | -0.002977 | 0.31175 | 0.15588 | 3.8758 | 3.1215 | -4.4343e-05 | -4.3308e-05 | 0.0069221 | 0.010686 | -0.00027802 | -0.0032521 | 0.34056 | 0.17028 | 3.862 | 3.1145 | -4.6254e-05 | -4.6254e-05 | -0.0032553 | 0.3409 | 0.17045 | 3.8618 | 3.1144 | -4.6277e-05 | -4.6289e-05 | 0.0069713 | 0.010734 | -3.7397e-08 | -0.0032521 | 0.34056 | 0.17028 | 3.862 | 3.1145 | -4.6254e-05 | -4.6254e-05 | -0.0032554 | 0.3409 | 0.17045 | 3.8618 | 3.1144 | -4.6277e-05 | -4.6289e-05 | 0.0069713 | 0.010734 | 6.2318e-14 |  | -4.4514e-05 | 0.0032521 | 0 | 0
0.16 | 0.31463 | -16.1122 | -10.1122 | 0.047426 | -4.9664 | -2.4832 | 7.2032 | 4.6554 | 0.00014433 | 0.00031566 | 0.047473 | -4.9714 | -2.4857 | 7.207 | 4.6571 | 0.00014441 | 0.00031587 | 0.001686 | 0.0043976 | -0.063182 | -0.015757 | 1.65 | 0.82501 | 3.2729 | 2.7941 | -0.00014796 | -0.00019377 | -0.015772 | 1.6517 | 0.82584 | 3.2722 | 2.7938 | -0.0001481 | -0.00019397 | 0.0094142 | 0.013004 | 0.012763 | -0.0029936 | 0.31349 | 0.15674 | 3.8603 | 3.1026 | -4.4388e-05 | -4.3309e-05 | -0.0029966 | 0.3138 | 0.1569 | 3.8602 | 3.1025 | -4.4409e-05 | -4.3341e-05 | 0.0069023 | 0.010631 | -0.00028949 | -0.0032831 | 0.3438 | 0.1719 | 3.8458 | 3.0952 | -4.6394e-05 | -4.6393e-05 | -0.0032864 | 0.34415 | 0.17207 | 3.8456 | 3.0951 | -4.6416e-05 | -4.6428e-05 | 0.0069535 | 0.010681 | -4.1256e-08 | -0.0032831 | 0.34381 | 0.1719 | 3.8458 | 3.0952 | -4.6394e-05 | -4.6394e-05 | -0.0032864 | 0.34415 | 0.17208 | 3.8456 | 3.0951 | -4.6417e-05 | -4.6429e-05 | 0.0069535 | 0.010681 | 7.0662e-14 |  | -4.462e-05 | 0.0032831 | 0 | 0
0.17 | 0.33429 | -15.9943 | -9.9943 | 0.047426 | -4.9664 | -2.4832 | 7.1907 | 4.638 | 0.00014339 | 0.00031305 | 0.047473 | -4.9714 | -2.4857 | 7.1945 | 4.6397 | 0.00014347 | 0.00031325 | 0.0016716 | 0.0043498 | -0.063347 | -0.015921 | 1.6673 | 0.83363 | 3.2516 | 2.7719 | -0.00014914 | -0.00019498 | -0.015937 | 1.6689 | 0.83446 | 3.2509 | 2.7716 | -0.00014929 | -0.00019518 | 0.0094279 | 0.012979 | 0.012908 | -0.0030133 | 0.31556 | 0.15778 | 3.8446 | 3.0835 | -4.4454e-05 | -4.334e-05 | -0.0030163 | 0.31587 | 0.15794 | 3.8445 | 3.0834 | -4.4475e-05 | -4.3372e-05 | 0.0068824 | 0.010575 | -0.00030158 | -0.0033149 | 0.34714 | 0.17357 | 3.8295 | 3.0758 | -4.6537e-05 | -4.6537e-05 | -0.0033182 | 0.34748 | 0.17374 | 3.8293 | 3.0757 | -4.656e-05 | -4.6572e-05 | 0.0069358 | 0.010627 | -4.5564e-08 | -0.003315 | 0.34714 | 0.17357 | 3.8295 | 3.0758 | -4.6538e-05 | -4.6538e-05 | -0.0033183 | 0.34749 | 0.17374 | 3.8293 | 3.0757 | -4.6561e-05 | -4.6573e-05 | 0.0069358 | 0.010627 | 8.0224e-14 |  | -4.4729e-05 | 0.003315 | 0 | 0
0.18 | 0.35395 | -15.8763 | -9.8763 | 0.047426 | -4.9664 | -2.4832 | 7.1782 | 4.6206 | 0.00014244 | 0.00031042 | 0.047473 | -4.9714 | -2.4857 | 7.182 | 4.6223 | 0.00014252 | 0.00031062 | 0.0016572 | 0.0043018 | -0.063515 | -0.01609 | 1.6849 | 0.84245 | 3.2301 | 2.7495 | -0.00015036 | -0.00019621 | -0.016106 | 1.6866 | 0.8433 | 3.2295 | 2.7492 | -0.00015052 | -0.00019642 | 0.0094425 | 0.012954 | 0.013056 | -0.0030333 | 0.31765 | 0.15882 | 3.8288 | 3.0642 | -4.452e-05 | -4.3371e-05 | -0.0030363 | 0.31796 | 0.15898 | 3.8287 | 3.0642 | -4.4541e-05 | -4.3403e-05 | 0.0068625 | 0.010519 | -0.00031432 | -0.0033476 | 0.35056 | 0.17528 | 3.8131 | 3.0562 | -4.6685e-05 | -4.6685e-05 | -0.003351 | 0.35091 | 0.17546 | 3.8129 | 3.0562 | -4.6709e-05 | -4.6721e-05 | 0.0069182 | 0.010573 | -5.038e-08 | -0.0033477 | 0.35057 | 0.17528 | 3.8131 | 3.0562 | -4.6686e-05 | -4.6686e-05 | -0.003351 | 0.35092 | 0.17546 | 3.8129 | 3.0561 | -4.6709e-05 | -4.6721e-05 | 0.0069182 | 0.010573 | 9.1211e-14 |  | -4.4841e-05 | 0.0033477 | 0 | 0
0.19 | 0.37362 | -15.7583 | -9.7583 | 0.047426 | -4.9664 | -2.4832 | 7.1656 | 4.6031 | 0.00014149 | 0.00030777 | 0.047473 | -4.9714 | -2.4857 | 7.1694 | 4.6048 | 0.00014157 | 0.00030798 | 0.0016428 | 0.0042537 | -0.063688 | -0.016262 | 1.703 | 0.85149 | 3.2085 | 2.727 | -0.00015162 | -0.00019749 | -0.016278 | 1.7047 | 0.85234 | 3.2078 | 2.7266 | -0.00015177 | -0.0001977 | 0.009458 | 0.01293 | 0.013209 | -0.0030534 | 0.31976 | 0.15988 | 3.813 | 3.0449 | -4.4586e-05 | -4.34e-05 | -0.0030565 | 0.32008 | 0.16004 | 3.8129 | 3.0448 | -4.4607e-05 | -4.3432e-05 | 0.0068425 | 0.010462 | -0.00032776 | -0.0033812 | 0.35408 | 0.17704 | 3.7966 | 3.0366 | -4.6838e-05 | -4.6838e-05 | -0.0033846 | 0.35443 | 0.17722 | 3.7964 | 3.0365 | -4.6862e-05 | -4.6874e-05 | 0.0069006 | 0.010519 | -5.5768e-08 | -0.0033813 | 0.35408 | 0.17704 | 3.7966 | 3.0366 | -4.6839e-05 | -4.6839e-05 | -0.0033846 | 0.35444 | 0.17722 | 3.7964 | 3.0365 | -4.6862e-05 | -4.6874e-05 | 0.0069006 | 0.010519 | 1.0385e-13 |  | -4.4956e-05 | 0.0033813 | 0 | 0
0.2 | 0.39328 | -15.6403 | -9.6403 | 0.047426 | -4.9664 | -2.4832 | 7.153 | 4.5855 | 0.00014054 | 0.00030512 | 0.047473 | -4.9714 | -2.4857 | 7.1568 | 4.5872 | 0.00014062 | 0.00030532 | 0.0016284 | 0.0042054 | -0.063865 | -0.016439 | 1.7215 | 0.86074 | 3.1866 | 2.7042 | -0.00015292 | -0.00019879 | -0.016455 | 1.7232 | 0.8616 | 3.1859 | 2.7038 | -0.00015307 | -0.00019901 | 0.0094746 | 0.012907 | 0.013365 | -0.0030738 | 0.32189 | 0.16094 | 3.7971 | 3.0255 | -4.4653e-05 | -4.3427e-05 | -0.0030769 | 0.32221 | 0.1611 | 3.797 | 3.0254 | -4.4674e-05 | -4.3459e-05 | 0.0068224 | 0.010406 | -0.00034194 | -0.0034157 | 0.3577 | 0.17885 | 3.78 | 3.0167 | -4.6996e-05 | -4.6996e-05 | -0.0034192 | 0.35805 | 0.17903 | 3.7798 | 3.0167 | -4.7019e-05 | -4.7031e-05 | 0.0068831 | 0.010465 | -6.1807e-08 | -0.0034158 | 0.3577 | 0.17885 | 3.78 | 3.0167 | -4.6996e-05 | -4.6996e-05 | -0.0034192 | 0.35806 | 0.17903 | 3.7798 | 3.0167 | -4.702e-05 | -4.7032e-05 | 0.0068831 | 0.010465 | 1.1843e-13 |  | -4.5075e-05 | 0.0034158 | 0 | 0
0.21 | 0.41295 | -15.5223 | -9.5223 | 0.047426 | -4.9664 | -2.4832 | 7.1403 | 4.5678 | 0.00013958 | 0.00030245 | 0.047473 | -4.9714 | -2.4857 | 7.1441 | 4.5696 | 0.00013966 | 0.00030265 | 0.0016139 | 0.0041569 | -0.064046 | -0.01662 | 1.7405 | 0.87023 | 3.1646 | 2.6812 | -0.00015425 | -0.00020014 | -0.016637 | 1.7422 | 0.8711 | 3.1639 | 2.6809 | -0.00015441 | -0.00020035 | 0.0094921 | 0.012885 | 0.013526 | -0.0030943 | 0.32404 | 0.16202 | 3.7811 | 3.0059 | -4.4719e-05 | -4.3453e-05 | -0.0030974 | 0.32436 | 0.16218 | 3.781 | 3.0058 | -4.474e-05 | -4.3486e-05 | 0.0068023 | 0.010349 | -0.00035693 | -0.0034513 | 0.36142 | 0.18071 | 3.7633 | 2.9968 | -4.7158e-05 | -4.7158e-05 | -0.0034547 | 0.36178 | 0.18089 | 3.7631 | 2.9967 | -4.7182e-05 | -4.7194e-05 | 0.0068657 | 0.010411 | -6.8583e-08 | -0.0034513 | 0.36142 | 0.18071 | 3.7633 | 2.9968 | -4.7159e-05 | -4.7159e-05 | -0.0034548 | 0.36178 | 0.18089 | 3.7631 | 2.9967 | -4.7183e-05 | -4.7195e-05 | 0.0068657 | 0.010411 | 1.3525e-13 |  | -4.5197e-05 | 0.0034513 | 0 | 0
0.22 | 0.43261 | -15.4043 | -9.4043 | 0.047426 | -4.9664 | -2.4832 | 7.1276 | 4.5501 | 0.00013863 | 0.00029976 | 0.047473 | -4.9714 | -2.4857 | 7.1314 | 4.5518 | 0.0001387 | 0.00029996 | 0.0015995 | 0.0041082 | -0.064232 | -0.016806 | 1.7599 | 0.87995 | 3.1423 | 2.6581 | -0.00015562 | -0.00020152 | -0.016823 | 1.7617 | 0.88083 | 3.1416 | 2.6577 | -0.00015578 | -0.00020173 | 0.0095108 | 0.012863 | 0.013691 | -0.003115 | 0.32621 | 0.1631 | 3.7651 | 2.9862 | -4.4786e-05 | -4.3478e-05 | -0.0031182 | 0.32653 | 0.16327 | 3.765 | 2.9861 | -4.4807e-05 | -4.351e-05 | 0.0067822 | 0.010291 | -0.00037278 | -0.0034878 | 0.36524 | 0.18262 | 3.7465 | 2.9767 | -4.7326e-05 | -4.7326e-05 | -0.0034913 | 0.36561 | 0.1828 | 3.7463 | 2.9766 | -4.735e-05 | -4.7362e-05 | 0.0068485 | 0.010356 | -7.6198e-08 | -0.0034879 | 0.36525 | 0.18263 | 3.7465 | 2.9767 | -4.7327e-05 | -4.7327e-05 | -0.0034914 | 0.36562 | 0.18281 | 3.7463 | 2.9766 | -4.7351e-05 | -4.7363e-05 | 0.0068485 | 0.010356 | 1.547e-13 |  | -4.5323e-05 | 0.0034879 | 0 | 0
0.23 | 0.45227 | -15.2864 | -9.2864 | 0.047426 | -4.9664 | -2.4832 | 7.1149 | 4.5322 | 0.00013767 | 0.00029706 | 0.047473 | -4.9714 | -2.4857 | 7.1187 | 4.5339 | 0.00013774 | 0.00029726 | 0.0015851 | 0.0040594 | -0.064422 | -0.016996 | 1.7798 | 0.88992 | 3.1199 | 2.6347 | -0.00015704 | -0.00020293 | -0.017013 | 1.7816 | 0.89081 | 3.1192 | 2.6343 | -0.0001572 | -0.00020315 | 0.0095307 | 0.012842 | 0.01386 | -0.0031359 | 0.32839 | 0.1642 | 3.749 | 2.9664 | -4.4852e-05 | -4.35e-05 | -0.0031391 | 0.32872 | 0.16436 | 3.7489 | 2.9663 | -4.4874e-05 | -4.3532e-05 | 0.006762 | 0.010234 | -0.00038955 | -0.0035255 | 0.36919 | 0.18459 | 3.7295 | 2.9565 | -4.75e-05 | -4.75e-05 | -0.003529 | 0.36956 | 0.18478 | 3.7294 | 2.9564 | -4.7524e-05 | -4.7536e-05 | 0.0068313 | 0.010301 | -8.4766e-08 | -0.0035256 | 0.3692 | 0.1846 | 3.7295 | 2.9565 | -4.75e-05 | -4.75e-05 | -0.0035291 | 0.36956 | 0.18478 | 3.7294 | 2.9564 | -4.7525e-05 | -4.7537e-05 | 0.0068313 | 0.010301 | 1.7721e-13 |  | -4.5453e-05 | 0.0035256 | 0 | 0
0.24 | 0.47194 | -15.1684 | -9.1684 | 0.047426 | -4.9664 | -2.4832 | 7.1022 | 4.5142 | 0.0001367 | 0.00029435 | 0.047473 | -4.9714 | -2.4857 | 7.106 | 4.5159 | 0.00013678 | 0.00029454 | 0.0015706 | 0.0040103 | -0.064617 | -0.017191 | 1.8003 | 0.90014 | 3.0972 | 2.6111 | -0.0001585 | -0.00020439 | -0.017209 | 1.8021 | 0.90104 | 3.0965 | 2.6107 | -0.00015867 | -0.00020462 | 0.0095517 | 0.012822 | 0.014034 | -0.0031569 | 0.33059 | 0.1653 | 3.7329 | 2.9464 | -4.4919e-05 | -4.352e-05 | -0.0031601 | 0.33093 | 0.16546 | 3.7327 | 2.9463 | -4.494e-05 | -4.3552e-05 | 0.0067417 | 0.010175 | -0.00040729 | -0.0035642 | 0.37325 | 0.18662 | 3.7125 | 2.9361 | -4.7679e-05 | -4.7679e-05 | -0.0035678 | 0.37362 | 0.18681 | 3.7123 | 2.936 | -4.7704e-05 | -4.7715e-05 | 0.0068142 | 0.010246 | -9.4422e-08 | -0.0035643 | 0.37326 | 0.18663 | 3.7125 | 2.9361 | -4.768e-05 | -4.768e-05 | -0.0035679 | 0.37363 | 0.18681 | 3.7123 | 2.936 | -4.7704e-05 | -4.7716e-05 | 0.0068142 | 0.010246 | 2.0333e-13 |  | -4.5587e-05 | 0.0035643 | 0 | 0
0.25 | 0.4916 | -15.0504 | -9.0504 | 0.047426 | -4.9664 | -2.4832 | 7.0894 | 4.4961 | 0.00013574 | 0.00029162 | 0.047473 | -4.9714 | -2.4857 | 7.0932 | 4.4978 | 0.00013581 | 0.00029181 | 0.0015562 | 0.0039611 | -0.064818 | -0.017392 | 1.8213 | 0.91064 | 3.0743 | 2.5873 | -0.00016001 | -0.0002059 | -0.017409 | 1.8231 | 0.91155 | 3.0736 | 2.5869 | -0.00016018 | -0.00020612 | 0.009574 | 0.012802 | 0.014214 | -0.0031781 | 0.33281 | 0.16641 | 3.7166 | 2.9263 | -4.4985e-05 | -4.3538e-05 | -0.0031813 | 0.33314 | 0.16657 | 3.7165 | 2.9263 | -4.5006e-05 | -4.357e-05 | 0.0067214 | 0.010117 | -0.0004261 | -0.0036042 | 0.37743 | 0.18872 | 3.6954 | 2.9155 | -4.7865e-05 | -4.7864e-05 | -0.0036078 | 0.37781 | 0.1889 | 3.6952 | 2.9154 | -4.7889e-05 | -4.7901e-05 | 0.0067973 | 0.010191 | -1.0532e-07 | -0.0036043 | 0.37744 | 0.18872 | 3.6953 | 2.9155 | -4.7865e-05 | -4.7865e-05 | -0.0036079 | 0.37782 | 0.18891 | 3.6952 | 2.9154 | -4.789e-05 | -4.7902e-05 | 0.0067973 | 0.010191 | 2.3366e-13 |  | -4.5725e-05 | 0.0036043 | 0 | 0
0.26 | 0.51127 | -14.9324 | -8.9324 | 0.047426 | -4.9664 | -2.4832 | 7.0765 | 4.478 | 0.00013477 | 0.00028888 | 0.047473 | -4.9714 | -2.4857 | 7.0804 | 4.4797 | 0.00013484 | 0.00028906 | 0.0015417 | 0.0039118 | -0.065023 | -0.017598 | 1.8428 | 0.92141 | 3.0512 | 2.5633 | -0.00016157 | -0.00020745 | -0.017615 | 1.8447 | 0.92233 | 3.0505 | 2.5629 | -0.00016174 | -0.00020767 | 0.0095976 | 0.012784 | 0.014398 | -0.0031994 | 0.33504 | 0.16752 | 3.7004 | 2.9061 | -4.505e-05 | -4.3553e-05 | -0.0032026 | 0.33537 | 0.16769 | 3.7002 | 2.906 | -4.5072e-05 | -4.3585e-05 | 0.006701 | 0.010058 | -0.00044604 | -0.0036454 | 0.38175 | 0.19087 | 3.6781 | 2.8948 | -4.8057e-05 | -4.8056e-05 | -0.0036491 | 0.38213 | 0.19106 | 3.6779 | 2.8947 | -4.8081e-05 | -4.8093e-05 | 0.0067805 | 0.010136 | -1.1764e-07 | -0.0036455 | 0.38176 | 0.19088 | 3.6781 | 2.8948 | -4.8057e-05 | -4.8057e-05 | -0.0036492 | 0.38214 | 0.19107 | 3.6779 | 2.8947 | -4.8082e-05 | -4.8094e-05 | 0.0067805 | 0.010136 | 2.6894e-13 |  | -4.5867e-05 | 0.0036455 | 0 | 0
0.27 | 0.53093 | -14.8144 | -8.8144 | 0.047426 | -4.9664 | -2.4832 | 7.0637 | 4.4597 | 0.0001338 | 0.00028612 | 0.047473 | -4.9714 | -2.4857 | 7.0675 | 4.4614 | 0.00013387 | 0.0002863 | 0.0015273 | 0.0038622 | -0.065235 | -0.017809 | 1.865 | 0.93248 | 3.0278 | 2.5391 | -0.00016318 | -0.00020904 | -0.017827 | 1.8668 | 0.93341 | 3.0271 | 2.5387 | -0.00016335 | -0.00020927 | 0.0096226 | 0.012766 | 0.014588 | -0.0032207 | 0.33727 | 0.16864 | 3.684 | 2.8858 | -4.5115e-05 | -4.3565e-05 | -0.0032239 | 0.33761 | 0.16881 | 3.6838 | 2.8857 | -4.5136e-05 | -4.3597e-05 | 0.0066805 | 0.0099988 | -0.0004672 | -0.0036879 | 0.3862 | 0.1931 | 3.6607 | 2.8739 | -4.8255e-05 | -4.8255e-05 | -0.0036916 | 0.38658 | 0.19329 | 3.6605 | 2.8738 | -4.828e-05 | -4.8292e-05 | 0.0067639 | 0.01008 | -1.3158e-07 | -0.0036881 | 0.38621 | 0.19311 | 3.6607 | 2.8739 | -4.8256e-05 | -4.8256e-05 | -0.0036917 | 0.3866 | 0.1933 | 3.6605 | 2.8738 | -4.8281e-05 | -4.8293e-05 | 0.0067639 | 0.01008 | 3.1006e-13 |  | -4.6014e-05 | 0.0036881 | 0 | 0
0.28 | 0.5506 | -14.6964 | -8.6964 | 0.047426 | -4.9664 | -2.4832 | 7.0508 | 4.4413 | 0.00013283 | 0.00028334 | 0.047473 | -4.9714 | -2.4857 | 7.0546 | 4.443 | 0.0001329 | 0.00028352 | 0.0015128 | 0.0038125 | -0.065452 | -0.018026 | 1.8877 | 0.94385 | 3.0042 | 2.5146 | -0.00016485 | -0.00021069 | -0.018044 | 1.8896 | 0.94479 | 3.0035 | 2.5142 | -0.00016502 | -0.00021092 | 0.0096491 | 0.01275 | 0.014784 | -0.0032421 | 0.33952 | 0.16976 | 3.6676 | 2.8653 | -4.5179e-05 | -4.3573e-05 | -0.0032454 | 0.33985 | 0.16993 | 3.6674 | 2.8652 | -4.52e-05 | -4.3605e-05 | 0.0066599 | 0.0099392 | -0.00048968 | -0.0037318 | 0.39079 | 0.1954 | 3.6432 | 2.8529 | -4.8461e-05 | -4.8461e-05 | -0.0037355 | 0.39119 | 0.19559 | 3.643 | 2.8528 | -4.8487e-05 | -4.8498e-05 | 0.0067474 | 0.010025 | -1.474e-07 | -0.003732 | 0.39081 | 0.1954 | 3.6432 | 2.8529 | -4.8462e-05 | -4.8462e-05 | -0.0037357 | 0.3912 | 0.1956 | 3.643 | 2.8528 | -4.8488e-05 | -4.85e-05 | 0.0067474 | 0.010025 | 3.5803e-13 |  | -4.6166e-05 | 0.003732 | 0 | 0
0.29 | 0.57026 | -14.5784 | -8.5784 | 0.047426 | -4.9664 | -2.4832 | 7.0378 | 4.4228 | 0.00013185 | 0.00028055 | 0.047473 | -4.9714 | -2.4857 | 7.0417 | 4.4245 | 0.00013192 | 0.00028073 | 0.0014983 | 0.0037625 | -0.065675 | -0.018249 | 1.9111 | 0.95554 | 2.9804 | 2.4898 | -0.00016657 | -0.00021239 | -0.018268 | 1.913 | 0.95649 | 2.9797 | 2.4894 | -0.00016675 | -0.00021262 | 0.0096771 | 0.012734 | 0.014986 | -0.0032636 | 0.34176 | 0.17088 | 3.6511 | 2.8447 | -4.5242e-05 | -4.3578e-05 | -0.0032668 | 0.3421 | 0.17105 | 3.651 | 2.8446 | -4.5263e-05 | -4.361e-05 | 0.0066393 | 0.0098791 | -0.00051357 | -0.0037772 | 0.39554 | 0.19777 | 3.6255 | 2.8317 | -4.8675e-05 | -4.8674e-05 | -0.0037809 | 0.39594 | 0.19797 | 3.6253 | 2.8316 | -4.87e-05 | -4.8712e-05 | 0.0067311 | 0.0099688 | -1.6536e-07 | -0.0037773 | 0.39556 | 0.19778 | 3.6255 | 2.8317 | -4.8676e-05 | -4.8676e-05 | -0.0037811 | 0.39596 | 0.19798 | 3.6253 | 2.8316 | -4.8701e-05 | -4.8714e-05 | 0.0067311 | 0.0099688 | 4.141e-13 |  | -4.6323e-05 | 0.0037773 | 0 | 0
0.3 | 0.58992 | -14.4605 | -8.4605 | 0.047426 | -4.9664 | -2.4832 | 7.0249 | 4.4042 | 0.00013087 | 0.00027774 | 0.047473 | -4.9714 | -2.4857 | 7.0287 | 4.4059 | 0.00013094 | 0.00027792 | 0.0014838 | 0.0037124 | -0.065905 | -0.018479 | 1.9351 | 0.96756 | 2.9563 | 2.4649 | -0.00016836 | -0.00021415 | -0.018498 | 1.9371 | 0.96853 | 2.9556 | 2.4645 | -0.00016854 | -0.00021438 | 0.0097067 | 0.01272 | 0.015194 | -0.003285 | 0.34401 | 0.172 | 3.6346 | 2.824 | -4.5303e-05 | -4.3578e-05 | -0.0032883 | 0.34435 | 0.17217 | 3.6344 | 2.8239 | -4.5325e-05 | -4.3611e-05 | 0.0066185 | 0.0098186 | -0.000539 | -0.003824 | 0.40045 | 0.20022 | 3.6077 | 2.8103 | -4.8896e-05 | -4.8896e-05 | -0.0038278 | 0.40085 | 0.20043 | 3.6075 | 2.8102 | -4.8922e-05 | -4.8934e-05 | 0.006715 | 0.0099128 | -1.858e-07 | -0.0038242 | 0.40047 | 0.20023 | 3.6077 | 2.8103 | -4.8898e-05 | -4.8898e-05 | -0.003828 | 0.40087 | 0.20043 | 3.6075 | 2.8102 | -4.8923e-05 | -4.8936e-05 | 0.006715 | 0.0099128 | 4.7971e-13 |  | -4.6486e-05 | 0.0038242 | 0 | 0
0.31 | 0.60959 | -14.3425 | -8.3425 | 0.047426 | -4.9664 | -2.4832 | 7.0119 | 4.3855 | 0.00012989 | 0.00027492 | 0.047473 | -4.9714 | -2.4857 | 7.0157 | 4.3872 | 0.00012996 | 0.00027509 | 0.0014694 | 0.0036621 | -0.066141 | -0.018715 | 1.9599 | 0.97993 | 2.9319 | 2.4396 | -0.00017021 | -0.00021596 | -0.018734 | 1.9618 | 0.98091 | 2.9312 | 2.4392 | -0.00017039 | -0.0002162 | 0.009738 | 0.012707 | 0.015409 | -0.0033064 | 0.34625 | 0.17312 | 3.618 | 2.8031 | -4.5363e-05 | -4.3574e-05 | -0.0033097 | 0.34659 | 0.1733 | 3.6178 | 2.803 | -4.5385e-05 | -4.3607e-05 | 0.0065977 | 0.0097576 | -0.00056607 | -0.0038725 | 0.40553 | 0.20276 | 3.5898 | 2.7887 | -4.9126e-05 | -4.9126e-05 | -0.0038764 | 0.40593 | 0.20297 | 3.5896 | 2.7886 | -4.9152e-05 | -4.9164e-05 | 0.0066991 | 0.0098566 | -2.091e-07 | -0.0038727 | 0.40555 | 0.20277 | 3.5898 | 2.7887 | -4.9128e-05 | -4.9128e-05 | -0.0038766 | 0.40595 | 0.20298 | 3.5896 | 2.7886 | -4.9154e-05 | -4.9166e-05 | 0.0066991 | 0.0098566 | 5.5659e-13 |  | -4.6654e-05 | 0.0038727 | 0 | 0
0.32 | 0.62925 | -14.2245 | -8.2245 | 0.047426 | -4.9664 | -2.4832 | 6.9988 | 4.3667 | 0.00012891 | 0.00027208 | 0.047473 | -4.9714 | -2.4857 | 7.0027 | 4.3684 | 0.00012897 | 0.00027225 | 0.0014549 | 0.0036116 | -0.066384 | -0.018959 | 1.9853 | 0.99267 | 2.9073 | 2.4141 | -0.00017213 | -0.00021784 | -0.018978 | 1.9873 | 0.99366 | 2.9066 | 2.4137 | -0.00017232 | -0.00021808 | 0.0097711 | 0.012695 | 0.015631 | -0.0033277 | 0.34848 | 0.17424 | 3.6013 | 2.782 | -4.5421e-05 | -4.3565e-05 | -0.003331 | 0.34883 | 0.17441 | 3.6012 | 2.782 | -4.5443e-05 | -4.3597e-05 | 0.0065767 | 0.0096961 | -0.00059494 | -0.0039226 | 0.41078 | 0.20539 | 3.5717 | 2.767 | -4.9365e-05 | -4.9365e-05 | -0.0039266 | 0.41119 | 0.20559 | 3.5715 | 2.7669 | -4.9392e-05 | -4.9403e-05 | 0.0066834 | 0.0098003 | -2.357e-07 | -0.0039229 | 0.4108 | 0.2054 | 3.5717 | 2.767 | -4.9367e-05 | -4.9367e-05 | -0.0039268 | 0.41121 | 0.20561 | 3.5715 | 2.7669 | -4.9393e-05 | -4.9405e-05 | 0.0066834 | 0.0098003 | 6.4681e-13 |  | -4.6828e-05 | 0.0039229 | 0 | 0
0.33 | 0.64892 | -14.1065 | -8.1065 | 0.047426 | -4.9664 | -2.4832 | 6.9857 | 4.3477 | 0.00012792 | 0.00026922 | 0.047473 | -4.9714 | -2.4857 | 6.9896 | 4.3495 | 0.00012799 | 0.00026939 | 0.0014404 | 0.0035609 | -0.066635 | -0.019209 | 2.0116 | 1.0058 | 2.8824 | 2.3884 | -0.00017412 | -0.00021979 | -0.019228 | 2.0136 | 1.0068 | 2.8817 | 2.388 | -0.00017431 | -0.00022003 | 0.0098061 | 0.012685 | 0.01586 | -0.0033489 | 0.35069 | 0.17535 | 3.5846 | 2.7609 | -4.5477e-05 | -4.355e-05 | -0.0033522 | 0.35104 | 0.17552 | 3.5844 | 2.7608 | -4.5499e-05 | -4.3583e-05 | 0.0065556 | 0.0096342 | -0.00062573 | -0.0039746 | 0.41622 | 0.20811 | 3.5535 | 2.745 | -4.9614e-05 | -4.9613e-05 | -0.0039786 | 0.41664 | 0.20832 | 3.5533 | 2.7449 | -4.964e-05 | -4.9652e-05 | 0.0066679 | 0.0097438 | -2.6613e-07 | -0.0039749 | 0.41625 | 0.20812 | 3.5535 | 2.745 | -4.9616e-05 | -4.9616e-05 | -0.0039788 | 0.41666 | 0.20833 | 3.5533 | 2.7449 | -4.9642e-05 | -4.9654e-05 | 0.006668 | 0.0097439 | 7.5278e-13 |  | -4.7009e-05 | 0.0039749 | 0 | 0
0.34 | 0.66858 | -13.9885 | -7.9885 | 0.047426 | -4.9664 | -2.4832 | 6.9726 | 4.3287 | 0.00012693 | 0.00026634 | 0.047473 | -4.9714 | -2.4857 | 6.9765 | 4.3304 | 0.00012699 | 0.00026651 | 0.0014259 | 0.00351 | -0.066893 | -0.019467 | 2.0386 | 1.0193 | 2.8572 | 2.3623 | -0.00017619 | -0.0002218 | -0.019487 | 2.0407 | 1.0203 | 2.8565 | 2.3619 | -0.00017638 | -0.00022205 | 0.0098431 | 0.012676 | 0.016098 | -0.0033698 | 0.35289 | 0.17644 | 3.5678 | 2.7396 | -4.553e-05 | -4.3529e-05 | -0.0033732 | 0.35324 | 0.17662 | 3.5677 | 2.7395 | -4.5552e-05 | -4.3562e-05 | 0.0065344 | 0.0095718 | -0.00065863 | -0.0040284 | 0.42186 | 0.21093 | 3.5351 | 2.7229 | -4.9872e-05 | -4.9871e-05 | -0.0040325 | 0.42228 | 0.21114 | 3.5349 | 2.7228 | -4.9899e-05 | -4.991e-05 | 0.0066527 | 0.0096872 | -3.0101e-07 | -0.0040287 | 0.42189 | 0.21094 | 3.5351 | 2.7229 | -4.9874e-05 | -4.9874e-05 | -0.0040328 | 0.42231 | 0.21116 | 3.5349 | 2.7228 | -4.9901e-05 | -4.9913e-05 | 0.0066528 | 0.0096873 | 8.7738e-13 |  | -4.7196e-05 | 0.0040287 | 0 | 0
0.35 | 0.68824 | -13.8705 | -7.8705 | 0.047426 | -4.9664 | -2.4832 | 6.9595 | 4.3095 | 0.00012593 | 0.00026345 | 0.047473 | -4.9714 | -2.4857 | 6.9633 | 4.3113 | 0.000126 | 0.00026361 | 0.0014113 | 0.003459 | -0.067159 | -0.019734 | 2.0665 | 1.0333 | 2.8317 | 2.336 | -0.00017834 | -0.00022389 | -0.019753 | 2.0686 | 1.0343 | 2.831 | 2.3356 | -0.00017854 | -0.00022414 | 0.0098822 | 0.012669 | 0.016343 | -0.0033905 | 0.35505 | 0.17753 | 3.551 | 2.7181 | -4.558e-05 | -4.3501e-05 | -0.0033939 | 0.35541 | 0.1777 | 3.5508 | 2.718 | -4.5602e-05 | -4.3534e-05 | 0.006513 | 0.0095088 | -0.0006938 | -0.0040843 | 0.42771 | 0.21385 | 3.5166 | 2.7006 | -5.0142e-05 | -5.0141e-05 | -0.0040884 | 0.42813 | 0.21407 | 3.5164 | 2.7005 | -5.0169e-05 | -5.018e-05 | 0.0066378 | 0.0096305 | -3.4107e-07 | -0.0040846 | 0.42774 | 0.21387 | 3.5166 | 2.7005 | -5.0144e-05 | -5.0144e-05 | -0.0040887 | 0.42817 | 0.21409 | 3.5164 | 2.7004 | -5.0171e-05 | -5.0183e-05 | 0.0066379 | 0.0096306 | 1.024e-12 |  | -4.739e-05 | 0.0040846 | 0 | 0
0.36 | 0.70791 | -13.7525 | -7.7525 | 0.047426 | -4.9664 | -2.4832 | 6.9463 | 4.2902 | 0.00012494 | 0.00026054 | 0.047473 | -4.9714 | -2.4857 | 6.9501 | 4.292 | 0.000125 | 0.0002607 | 0.0013968 | 0.0034077 | -0.067434 | -0.020008 | 2.0953 | 1.0476 | 2.8059 | 2.3094 | -0.00018058 | -0.00022605 | -0.020028 | 2.0974 | 1.0487 | 2.8052 | 2.3089 | -0.00018078 | -0.00022631 | 0.0099235 | 0.012663 | 0.016598 | -0.0034108 | 0.35718 | 0.17859 | 3.5342 | 2.6965 | -4.5626e-05 | -4.3466e-05 | -0.0034142 | 0.35754 | 0.17877 | 3.534 | 2.6964 | -4.5648e-05 | -4.3498e-05 | 0.0064915 | 0.0094453 | -0.00073145 | -0.0041423 | 0.43378 | 0.21689 | 3.4979 | 2.678 | -5.0422e-05 | -5.0421e-05 | -0.0041464 | 0.43421 | 0.21711 | 3.4977 | 2.6779 | -5.045e-05 | -5.0461e-05 | 0.0066232 | 0.0095737 | -3.8717e-07 | -0.0041427 | 0.43382 | 0.21691 | 3.4979 | 2.678 | -5.0425e-05 | -5.0425e-05 | -0.0041468 | 0.43425 | 0.21713 | 3.4977 | 2.6779 | -5.0452e-05 | -5.0464e-05 | 0.0066232 | 0.0095738 | 1.1966e-12 |  | -4.7592e-05 | 0.0041427 | 0 | 0
0.37 | 0.72757 | -13.6346 | -7.6346 | 0.047426 | -4.9664 | -2.4832 | 6.933 | 4.2708 | 0.00012394 | 0.00025761 | 0.047473 | -4.9714 | -2.4857 | 6.9369 | 4.2726 | 0.000124 | 0.00025777 | 0.0013823 | 0.0033562 | -0.067718 | -0.020292 | 2.125 | 1.0625 | 2.7798 | 2.2824 | -0.00018291 | -0.00022831 | -0.020312 | 2.1271 | 1.0636 | 2.7791 | 2.282 | -0.00018311 | -0.00022856 | 0.0099672 | 0.01266 | 0.016861 | -0.0034307 | 0.35926 | 0.17963 | 3.5172 | 2.6747 | -4.5668e-05 | -4.3421e-05 | -0.0034341 | 0.35962 | 0.17981 | 3.5171 | 2.6746 | -4.5691e-05 | -4.3454e-05 | 0.0064697 | 0.0093811 | -0.0007718 | -0.0042025 | 0.44009 | 0.22004 | 3.479 | 2.6552 | -5.0715e-05 | -5.0714e-05 | -0.0042067 | 0.44053 | 0.22026 | 3.4788 | 2.6551 | -5.0743e-05 | -5.0754e-05 | 0.0066089 | 0.0095168 | -4.4033e-07 | -0.0042029 | 0.44013 | 0.22007 | 3.479 | 2.6552 | -5.0718e-05 | -5.0718e-05 | -0.0042072 | 0.44057 | 0.22029 | 3.4788 | 2.6551 | -5.0746e-05 | -5.0758e-05 | 0.0066089 | 0.0095169 | 1.3998e-12 |  | -4.7802e-05 | 0.0042029 | 0 | 0
0.38 | 0.74724 | -13.5166 | -7.5166 | 0.047426 | -4.9664 | -2.4832 | 6.9197 | 4.2513 | 0.00012294 | 0.00025466 | 0.047473 | -4.9714 | -2.4857 | 6.9236 | 4.253 | 0.000123 | 0.00025482 | 0.0013678 | 0.0033046 | -0.068011 | -0.020585 | 2.1557 | 1.0778 | 2.7534 | 2.2552 | -0.00018533 | -0.00023065 | -0.020606 | 2.1578 | 1.0789 | 2.7526 | 2.2548 | -0.00018554 | -0.00023091 | 0.010013 | 0.012658 | 0.017135 | -0.00345 | 0.36129 | 0.18064 | 3.5003 | 2.6528 | -4.5706e-05 | -4.3368e-05 | -0.0034535 | 0.36165 | 0.18082 | 3.5001 | 2.6527 | -4.5728e-05 | -4.34e-05 | 0.0064478 | 0.0093164 | -0.00081509 | -0.0042651 | 0.44664 | 0.22332 | 3.4599 | 2.6322 | -5.1021e-05 | -5.1019e-05 | -0.0042694 | 0.44709 | 0.22355 | 3.4597 | 2.6321 | -5.1049e-05 | -5.106e-05 | 0.0065949 | 0.0094598 | -5.0177e-07 | -0.0042656 | 0.4467 | 0.22335 | 3.4599 | 2.6322 | -5.1024e-05 | -5.1024e-05 | -0.0042699 | 0.44714 | 0.22357 | 3.4597 | 2.6321 | -5.1052e-05 | -5.1064e-05 | 0.006595 | 0.0094599 | 1.639e-12 |  | -4.802e-05 | 0.0042656 | 0 | 0
0.39 | 0.7669 | -13.3986 | -7.3986 | 0.047426 | -4.9664 | -2.4832 | 6.9064 | 4.2316 | 0.00012193 | 0.00025169 | 0.047473 | -4.9714 | -2.4857 | 6.9103 | 4.2334 | 0.000122 | 0.00025184 | 0.0013533 | 0.0032527 | -0.068314 | -0.020888 | 2.1874 | 1.0937 | 2.7266 | 2.2276 | -0.00018787 | -0.00023308 | -0.020909 | 2.1896 | 1.0948 | 2.7258 | 2.2272 | -0.00018808 | -0.00023335 | 0.010062 | 0.012658 | 0.017419 | -0.0034687 | 0.36324 | 0.18162 | 3.4833 | 2.6307 | -4.5737e-05 | -4.3303e-05 | -0.0034722 | 0.36361 | 0.1818 | 3.4831 | 2.6307 | -4.576e-05 | -4.3335e-05 | 0.0064256 | 0.009251 | -0.00086159 | -0.0043303 | 0.45347 | 0.22673 | 3.4407 | 2.609 | -5.134e-05 | -5.1339e-05 | -0.0043346 | 0.45392 | 0.22696 | 3.4405 | 2.6089 | -5.1369e-05 | -5.1379e-05 | 0.0065813 | 0.0094028 | -5.7292e-07 | -0.0043309 | 0.45353 | 0.22676 | 3.4407 | 2.609 | -5.1344e-05 | -5.1344e-05 | -0.0043352 | 0.45398 | 0.22699 | 3.4404 | 2.6089 | -5.1373e-05 | -5.1385e-05 | 0.0065814 | 0.0094029 | 1.9202e-12 |  | -4.8246e-05 | 0.0043309 | 0 | 0
0.4 | 0.78657 | -13.2806 | -7.2806 | 0.047426 | -4.9664 | -2.4832 | 6.8931 | 4.2118 | 0.00012092 | 0.0002487 | 0.047473 | -4.9714 | -2.4857 | 6.897 | 4.2136 | 0.00012099 | 0.00024885 | 0.0013387 | 0.0032007 | -0.068627 | -0.021202 | 2.2202 | 1.1101 | 2.6995 | 2.1997 | -0.00019051 | -0.00023562 | -0.021223 | 2.2224 | 1.1112 | 2.6987 | 2.1993 | -0.00019072 | -0.00023589 | 0.010114 | 0.012661 | 0.017715 | -0.0034866 | 0.36511 | 0.18256 | 3.4663 | 2.6085 | -4.5763e-05 | -4.3227e-05 | -0.0034901 | 0.36548 | 0.18274 | 3.4661 | 2.6084 | -4.5785e-05 | -4.3259e-05 | 0.0064032 | 0.009185 | -0.0009116 | -0.0043982 | 0.46058 | 0.23029 | 3.4212 | 2.5856 | -5.1675e-05 | -5.1673e-05 | -0.0044026 | 0.46104 | 0.23052 | 3.421 | 2.5855 | -5.1704e-05 | -5.1714e-05 | 0.0065681 | 0.0093457 | -6.5552e-07 | -0.0043989 | 0.46065 | 0.23032 | 3.4212 | 2.5856 | -5.1679e-05 | -5.1679e-05 | -0.0044032 | 0.46111 | 0.23055 | 3.421 | 2.5854 | -5.1708e-05 | -5.172e-05 | 0.0065683 | 0.0093458 | 2.2504e-12 |  | -4.8483e-05 | 0.0043989 | 0 | 0
0.41 | 0.80623 | -13.1626 | -7.1626 | 0.047426 | -4.9664 | -2.4832 | 6.8797 | 4.1919 | 0.00011991 | 0.00024569 | 0.047473 | -4.9714 | -2.4857 | 6.8836 | 4.1937 | 0.00011997 | 0.00024584 | 0.0013242 | 0.0031484 | -0.068952 | -0.021526 | 2.2542 | 1.1271 | 2.672 | 2.1714 | -0.00019327 | -0.00023827 | -0.021548 | 2.2565 | 1.1282 | 2.6712 | 2.171 | -0.00019349 | -0.00023854 | 0.010169 | 0.012665 | 0.018023 | -0.0035035 | 0.36689 | 0.18344 | 3.4492 | 2.5862 | -4.5781e-05 | -4.3138e-05 | -0.003507 | 0.36725 | 0.18363 | 3.4491 | 2.5861 | -4.5803e-05 | -4.317e-05 | 0.0063805 | 0.0091182 | -0.00096547 | -0.004469 | 0.46799 | 0.234 | 3.4016 | 2.5619 | -5.2025e-05 | -5.2023e-05 | -0.0044734 | 0.46846 | 0.23423 | 3.4014 | 2.5618 | -5.2054e-05 | -5.2064e-05 | 0.0065554 | 0.0092886 | -7.5163e-07 | -0.0044697 | 0.46807 | 0.23403 | 3.4015 | 2.5618 | -5.203e-05 | -5.203e-05 | -0.0044742 | 0.46854 | 0.23427 | 3.4013 | 2.5617 | -5.2059e-05 | -5.2071e-05 | 0.0065555 | 0.0092887 | 2.6369e-12 |  | -4.8729e-05 | 0.0044697 | 0 | 0
0.42 | 0.82589 | -13.0446 | -7.0446 | 0.047426 | -4.9664 | -2.4832 | 6.8662 | 4.1718 | 0.0001189 | 0.00024266 | 0.047473 | -4.9714 | -2.4857 | 6.8701 | 4.1736 | 0.00011896 | 0.00024281 | 0.0013097 | 0.0030959 | -0.069288 | -0.021862 | 2.2894 | 1.1447 | 2.6441 | 2.1428 | -0.00019616 | -0.00024103 | -0.021884 | 2.2917 | 1.1458 | 2.6433 | 2.1424 | -0.00019639 | -0.00024131 | 0.010227 | 0.012673 | 0.018343 | -0.0035193 | 0.36854 | 0.18427 | 3.4322 | 2.5636 | -4.579e-05 | -4.3034e-05 | -0.0035228 | 0.36891 | 0.18445 | 3.432 | 2.5635 | -4.5813e-05 | -4.3066e-05 | 0.0063575 | 0.0090506 | -0.0010236 | -0.0045429 | 0.47573 | 0.23786 | 3.3817 | 2.5379 | -5.2392e-05 | -5.239e-05 | -0.0045474 | 0.4762 | 0.2381 | 3.3815 | 2.5378 | -5.2422e-05 | -5.2432e-05 | 0.0065431 | 0.0092315 | -8.6374e-07 | -0.0045437 | 0.47582 | 0.23791 | 3.3817 | 2.5379 | -5.2398e-05 | -5.2398e-05 | -0.0045483 | 0.47629 | 0.23815 | 3.3814 | 2.5378 | -5.2427e-05 | -5.244e-05 | 0.0065433 | 0.0092316 | 3.0875e-12 |  | -4.8986e-05 | 0.0045437 | 0 | 0
0.43 | 0.84556 | -12.9267 | -6.9267 | 0.047426 | -4.9664 | -2.4832 | 6.8528 | 4.1516 | 0.00011788 | 0.00023961 | 0.047473 | -4.9714 | -2.4857 | 6.8567 | 4.1534 | 0.00011794 | 0.00023976 | 0.0012951 | 0.0030433 | -0.069637 | -0.022211 | 2.3259 | 1.163 | 2.6158 | 2.1138 | -0.00019919 | -0.00024392 | -0.022233 | 2.3282 | 1.1641 | 2.615 | 2.1134 | -0.00019942 | -0.0002442 | 0.010288 | 0.012683 | 0.018677 | -0.0035337 | 0.37005 | 0.18503 | 3.4151 | 2.541 | -4.579e-05 | -4.2914e-05 | -0.0035373 | 0.37042 | 0.18521 | 3.4149 | 2.5409 | -4.5813e-05 | -4.2945e-05 | 0.0063342 | 0.0089822 | -0.0010863 | -0.00462 | 0.48381 | 0.2419 | 3.3616 | 2.5137 | -5.2777e-05 | -5.2775e-05 | -0.0046247 | 0.48429 | 0.24215 | 3.3614 | 2.5136 | -5.2808e-05 | -5.2817e-05 | 0.0065314 | 0.0091744 | -9.9483e-07 | -0.004621 | 0.48391 | 0.24196 | 3.3615 | 2.5137 | -5.2784e-05 | -5.2784e-05 | -0.0046257 | 0.4844 | 0.2422 | 3.3613 | 2.5135 | -5.2814e-05 | -5.2826e-05 | 0.0065316 | 0.0091746 | 3.6095e-12 |  | -4.9255e-05 | 0.004621 | 0 | 0
0.44 | 0.86522 | -12.8087 | -6.8087 | 0.047426 | -4.9664 | -2.4832 | 6.8392 | 4.1313 | 0.00011686 | 0.00023654 | 0.047473 | -4.9714 | -2.4857 | 6.8431 | 4.1331 | 0.00011692 | 0.00023669 | 0.0012806 | 0.0029904 | -0.069998 | -0.022573 | 2.3638 | 1.1819 | 2.5871 | 2.0845 | -0.00020237 | -0.00024694 | -0.022595 | 2.3662 | 1.1831 | 2.5863 | 2.084 | -0.0002026 | -0.00024723 | 0.010353 | 0.012696 | 0.019026 | -0.0035466 | 0.3714 | 0.1857 | 3.398 | 2.5181 | -4.5779e-05 | -4.2775e-05 | -0.0035502 | 0.37177 | 0.18589 | 3.3979 | 2.5181 | -4.5802e-05 | -4.2807e-05 | 0.0063104 | 0.008913 | -0.0011542 | -0.0047008 | 0.49226 | 0.24613 | 3.3412 | 2.4892 | -5.3183e-05 | -5.318e-05 | -0.0047055 | 0.49276 | 0.24638 | 3.341 | 2.4891 | -5.3213e-05 | -5.3222e-05 | 0.0065203 | 0.0091174 | -1.1485e-06 | -0.0047019 | 0.49238 | 0.24619 | 3.3412 | 2.4891 | -5.319e-05 | -5.319e-05 | -0.0047066 | 0.49288 | 0.24644 | 3.341 | 2.489 | -5.3221e-05 | -5.3233e-05 | 0.0065205 | 0.0091176 | 4.2091e-12 |  | -4.9536e-05 | 0.0047019 | 0 | 0
0.45 | 0.88489 | -12.6907 | -6.6907 | 0.047426 | -4.9664 | -2.4832 | 6.8257 | 4.1108 | 0.00011584 | 0.00023345 | 0.047473 | -4.9714 | -2.4857 | 6.8296 | 4.1126 | 0.0001159 | 0.00023359 | 0.001266 | 0.0029373 | -0.070374 | -0.022948 | 2.4032 | 1.2016 | 2.558 | 2.0547 | -0.0002057 | -0.00025011 | -0.022971 | 2.4056 | 1.2028 | 2.5572 | 2.0542 | -0.00020594 | -0.0002504 | 0.010422 | 0.012713 | 0.019391 | -0.0035576 | 0.37256 | 0.18628 | 3.381 | 2.4952 | -4.5755e-05 | -4.2617e-05 | -0.0035612 | 0.37293 | 0.18646 | 3.3808 | 2.4951 | -4.5778e-05 | -4.2648e-05 | 0.0062862 | 0.0088428 | -0.0012277 | -0.0047853 | 0.50112 | 0.25056 | 3.3206 | 2.4644 | -5.3609e-05 | -5.3606e-05 | -0.0047901 | 0.50162 | 0.25081 | 3.3204 | 2.4643 | -5.364e-05 | -5.3649e-05 | 0.0065097 | 0.0090604 | -1.3292e-06 | -0.0047866 | 0.50126 | 0.25063 | 3.3206 | 2.4644 | -5.3618e-05 | -5.3618e-05 | -0.0047914 | 0.50176 | 0.25088 | 3.3203 | 2.4642 | -5.3649e-05 | -5.3661e-05 | 0.00651 | 0.0090607 | 4.8888e-12 |  | -4.983e-05 | 0.0047866 | 0 | 0
0.46 | 0.90455 | -12.5727 | -6.5727 | 0.047426 | -4.9664 | -2.4832 | 6.8121 | 4.0902 | 0.00011481 | 0.00023034 | 0.047473 | -4.9714 | -2.4857 | 6.816 | 4.0919 | 0.00011487 | 0.00023047 | 0.0012515 | 0.002884 | -0.070765 | -0.023339 | 2.4441 | 1.222 | 2.5284 | 2.0245 | -0.00020921 | -0.00025344 | -0.023362 | 2.4465 | 1.2233 | 2.5276 | 2.024 | -0.00020945 | -0.00025374 | 0.010496 | 0.012733 | 0.019773 | -0.0035665 | 0.37348 | 0.18674 | 3.364 | 2.4721 | -4.5717e-05 | -4.2435e-05 | -0.0035701 | 0.37386 | 0.18693 | 3.3638 | 2.472 | -4.5739e-05 | -4.2467e-05 | 0.0062615 | 0.0087716 | -0.0013074 | -0.004874 | 0.5104 | 0.2552 | 3.2998 | 2.4393 | -5.4058e-05 | -5.4054e-05 | -0.0048788 | 0.51091 | 0.25545 | 3.2995 | 2.4392 | -5.409e-05 | -5.4098e-05 | 0.0064998 | 0.0090037 | -1.5421e-06 | -0.0048755 | 0.51056 | 0.25528 | 3.2997 | 2.4393 | -5.4068e-05 | -5.4068e-05 | -0.0048804 | 0.51107 | 0.25554 | 3.2995 | 2.4391 | -5.41e-05 | -5.4112e-05 | 0.0065001 | 0.0090039 | 5.6443e-12 |  | -5.0138e-05 | 0.0048755 | 0 | 0
0.47 | 0.92421 | -12.4547 | -6.4547 | 0.047426 | -4.9664 | -2.4832 | 6.7984 | 4.0694 | 0.00011378 | 0.0002272 | 0.047473 | -4.9714 | -2.4857 | 6.8023 | 4.0712 | 0.00011384 | 0.00022733 | 0.0012369 | 0.0028306 | -0.071171 | -0.023746 | 2.4866 | 1.2433 | 2.4984 | 1.9939 | -0.0002129 | -0.00025694 | -0.023769 | 2.4891 | 1.2446 | 2.4976 | 1.9934 | -0.00021315 | -0.00025724 | 0.010573 | 0.012756 | 0.020173 | -0.0035729 | 0.37415 | 0.18707 | 3.347 | 2.4488 | -4.5662e-05 | -4.2228e-05 | -0.0035764 | 0.37452 | 0.18726 | 3.3468 | 2.4487 | -4.5684e-05 | -4.2259e-05 | 0.0062362 | 0.0086992 | -0.0013941 | -0.004967 | 0.52014 | 0.26007 | 3.2786 | 2.4139 | -5.4532e-05 | -5.4528e-05 | -0.004972 | 0.52066 | 0.26033 | 3.2784 | 2.4138 | -5.4564e-05 | -5.4572e-05 | 0.0064907 | 0.008947 | -1.7938e-06 | -0.0049688 | 0.52033 | 0.26017 | 3.2785 | 2.4139 | -5.4544e-05 | -5.4544e-05 | -0.0049738 | 0.52085 | 0.26043 | 3.2783 | 2.4137 | -5.4576e-05 | -5.4588e-05 | 0.0064911 | 0.0089474 | 6.4595e-12 |  | -5.0461e-05 | 0.0049688 | 0 | 0
0.48 | 0.94388 | -12.3367 | -6.3367 | 0.047426 | -4.9664 | -2.4832 | 6.7847 | 4.0484 | 0.00011274 | 0.00022404 | 0.047473 | -4.9714 | -2.4857 | 6.7886 | 4.0502 | 0.0001128 | 0.00022417 | 0.0012224 | 0.0027769 | -0.071595 | -0.024169 | 2.531 | 1.2655 | 2.4679 | 1.9628 | -0.00021679 | -0.00026062 | -0.024194 | 2.5335 | 1.2668 | 2.4671 | 1.9624 | -0.00021705 | -0.00026093 | 0.010656 | 0.012784 | 0.020593 | -0.0035763 | 0.37451 | 0.18725 | 3.3301 | 2.4254 | -4.5588e-05 | -4.1993e-05 | -0.0035799 | 0.37488 | 0.18744 | 3.3299 | 2.4253 | -4.561e-05 | -4.2023e-05 | 0.0062103 | 0.0086257 | -0.0014885 | -0.0050648 | 0.53039 | 0.26519 | 3.2572 | 2.3882 | -5.5033e-05 | -5.5028e-05 | -0.0050699 | 0.53092 | 0.26546 | 3.2569 | 2.3881 | -5.5066e-05 | -5.5073e-05 | 0.0064824 | 0.0088907 | -2.0922e-06 | -0.0050669 | 0.53061 | 0.2653 | 3.2571 | 2.3881 | -5.5047e-05 | -5.5047e-05 | -0.005072 | 0.53114 | 0.26557 | 3.2568 | 2.388 | -5.508e-05 | -5.5092e-05 | 0.0064828 | 0.008891 | 7.2967e-12 |  | -5.0801e-05 | 0.0050669 | 0 | 0
0.49 | 0.96354 | -12.2187 | -6.2187 | 0.047426 | -4.9664 | -2.4832 | 6.771 | 4.0273 | 0.00011171 | 0.00022085 | 0.047473 | -4.9714 | -2.4857 | 6.7749 | 4.0291 | 0.00011177 | 0.00022098 | 0.0012078 | 0.002723 | -0.072037 | -0.024611 | 2.5773 | 1.2886 | 2.4369 | 1.9313 | -0.00022091 | -0.0002645 | -0.024636 | 2.5799 | 1.2899 | 2.436 | 1.9308 | -0.00022117 | -0.00026482 | 0.010744 | 0.012816 | 0.021035 | -0.0035763 | 0.3745 | 0.18725 | 3.3133 | 2.4019 | -4.5492e-05 | -4.1725e-05 | -0.0035798 | 0.37488 | 0.18744 | 3.3131 | 2.4018 | -4.5514e-05 | -4.1755e-05 | 0.0061836 | 0.008551 | -0.0015915 | -0.0051678 | 0.54117 | 0.27058 | 3.2354 | 2.3621 | -5.5564e-05 | -5.5558e-05 | -0.005173 | 0.54171 | 0.27086 | 3.2352 | 2.362 | -5.5597e-05 | -5.5604e-05 | 0.006475 | 0.0088346 | -2.447e-06 | -0.0051702 | 0.54143 | 0.27071 | 3.2353 | 2.3621 | -5.5579e-05 | -5.5579e-05 | -0.0051754 | 0.54197 | 0.27098 | 3.235 | 2.3619 | -5.5613e-05 | -5.5625e-05 | 0.0064754 | 0.008835 | 8.0822e-12 |  | -5.1158e-05 | 0.0051702 | 0 | 0
0.5 | 0.98321 | -12.1008 | -6.1008 | 0.047426 | -4.9664 | -2.4832 | 6.7572 | 4.0061 | 0.00011067 | 0.00021764 | 0.047473 | -4.9714 | -2.4857 | 6.7611 | 4.0079 | 0.00011072 | 0.00021777 | 0.0011933 | 0.0026689 | -0.072498 | -0.025073 | 2.6256 | 1.3128 | 2.4053 | 1.8993 | -0.00022526 | -0.0002686 | -0.025098 | 2.6282 | 1.3141 | 2.4044 | 1.8988 | -0.00022553 | -0.00026893 | 0.010837 | 0.012853 | 0.0215 | -0.0035722 | 0.37408 | 0.18704 | 3.2966 | 2.3782 | -4.5371e-05 | -4.142e-05 | -0.0035758 | 0.37446 | 0.18723 | 3.2964 | 2.3781 | -4.5393e-05 | -4.145e-05 | 0.0061561 | 0.0084747 | -0.0017041 | -0.0052763 | 0.55254 | 0.27627 | 3.2133 | 2.3357 | -5.6126e-05 | -5.6119e-05 | -0.0052816 | 0.55309 | 0.27654 | 3.213 | 2.3356 | -5.616e-05 | -5.6166e-05 | 0.0064685 | 0.0087789 | -2.8702e-06 | -0.0052792 | 0.55284 | 0.27642 | 3.2132 | 2.3356 | -5.6145e-05 | -5.6145e-05 | -0.0052845 | 0.55339 | 0.2767 | 3.2129 | 2.3355 | -5.6179e-05 | -5.6191e-05 | 0.006469 | 0.0087794 | 8.6822e-12 |  | -5.1534e-05 | 0.0052792 | 0 | 0
0.51 | 1.0029 | -11.9828 | -5.9828 | 0.047426 | -4.9664 | -2.4832 | 6.7434 | 3.9847 | 0.00010962 | 0.00021441 | 0.047473 | -4.9714 | -2.4857 | 6.7473 | 3.9865 | 0.00010968 | 0.00021453 | 0.0011788 | 0.0026146 | -0.072981 | -0.025555 | 2.6761 | 1.3381 | 2.3732 | 1.8668 | -0.00022987 | -0.00027295 | -0.02558 | 2.6788 | 1.3394 | 2.3723 | 1.8663 | -0.00023015 | -0.00027328 | 0.010937 | 0.012896 | 0.021991 | -0.0035636 | 0.37317 | 0.18659 | 3.2801 | 2.3545 | -4.5222e-05 | -4.1074e-05 | -0.0035671 | 0.37355 | 0.18677 | 3.2799 | 2.3544 | -4.5244e-05 | -4.1104e-05 | 0.0061276 | 0.008397 | -0.0018274 | -0.005391 | 0.56454 | 0.28227 | 3.1908 | 2.3089 | -5.6723e-05 | -5.6716e-05 | -0.0053964 | 0.56511 | 0.28255 | 3.1906 | 2.3088 | -5.6758e-05 | -5.6763e-05 | 0.0064631 | 0.0087236 | -3.3765e-06 | -0.0053943 | 0.56489 | 0.28245 | 3.1907 | 2.3088 | -5.6745e-05 | -5.6745e-05 | -0.0053997 | 0.56546 | 0.28273 | 3.1904 | 2.3087 | -5.678e-05 | -5.6792e-05 | 0.0064638 | 0.0087242 | 8.8637e-12 |  | -5.193e-05 | 0.0053943 | 0 | 0
0.52 | 1.0225 | -11.8648 | -5.8648 | 0.047426 | -4.9664 | -2.4832 | 6.7295 | 3.9631 | 0.00010858 | 0.00021115 | 0.047473 | -4.9714 | -2.4857 | 6.7334 | 3.9649 | 0.00010863 | 0.00021127 | 0.0011642 | 0.00256 | -0.073486 | -0.02606 | 2.729 | 1.3645 | 2.3405 | 1.8338 | -0.00023476 | -0.00027755 | -0.026086 | 2.7317 | 1.3659 | 2.3396 | 1.8333 | -0.00023505 | -0.00027789 | 0.011043 | 0.012944 | 0.022511 | -0.0035494 | 0.3717 | 0.18585 | 3.2637 | 2.3306 | -4.5039e-05 | -4.0682e-05 | -0.003553 | 0.37207 | 0.18603 | 3.2635 | 2.3305 | -4.506e-05 | -4.0712e-05 | 0.0060979 | 0.0083175 | -0.0019628 | -0.0055122 | 0.57724 | 0.28862 | 3.168 | 2.2817 | -5.7359e-05 | -5.735e-05 | -0.0055177 | 0.57781 | 0.28891 | 3.1677 | 2.2816 | -5.7394e-05 | -5.7398e-05 | 0.0064589 | 0.0086688 | -3.9844e-06 | -0.0055162 | 0.57765 | 0.28883 | 3.1678 | 2.2816 | -5.7384e-05 | -5.7384e-05 | -0.0055217 | 0.57823 | 0.28912 | 3.1675 | 2.2815 | -5.742e-05 | -5.7432e-05 | 0.0064597 | 0.0086695 | 8.2307e-12 |  | -5.2349e-05 | 0.0055162 | 0 | 0
0.53 | 1.0422 | -11.7468 | -5.7468 | 0.047426 | -4.9664 | -2.4832 | 6.7156 | 3.9413 | 0.00010753 | 0.00020786 | 0.047473 | -4.9714 | -2.4857 | 6.7195 | 3.9431 | 0.00010758 | 0.00020798 | 0.0011497 | 0.0025053 | -0.074015 | -0.026589 | 2.7844 | 1.3922 | 2.3071 | 1.8002 | -0.00023997 | -0.00028244 | -0.026616 | 2.7872 | 1.3936 | 2.3063 | 1.7997 | -0.00024026 | -0.00028279 | 0.011157 | 0.012998 | 0.02306 | -0.003529 | 0.36955 | 0.18478 | 3.2476 | 2.3066 | -4.4818e-05 | -4.0237e-05 | -0.0035325 | 0.36992 | 0.18496 | 3.2474 | 2.3066 | -4.4839e-05 | -4.0266e-05 | 0.006067 | 0.0082361 | -0.0021117 | -0.0056407 | 0.59069 | 0.29534 | 3.1447 | 2.2541 | -5.8036e-05 | -5.8026e-05 | -0.0056463 | 0.59128 | 0.29564 | 3.1444 | 2.254 | -5.8073e-05 | -5.8075e-05 | 0.006456 | 0.0086147 | -4.7166e-06 | -0.0056454 | 0.59118 | 0.29559 | 3.1445 | 2.254 | -5.8067e-05 | -5.8067e-05 | -0.005651 | 0.59177 | 0.29589 | 3.1442 | 2.2539 | -5.8103e-05 | -5.8115e-05 | 0.0064569 | 0.0086155 | 6.1209e-12 |  | -5.2792e-05 | 0.0056454 | 0 | 0
0.54 | 1.0619 | -11.6288 | -5.6288 | 0.047426 | -4.9664 | -2.4832 | 6.7016 | 3.9194 | 0.00010647 | 0.00020455 | 0.047473 | -4.9714 | -2.4857 | 6.7056 | 3.9212 | 0.00010653 | 0.00020467 | 0.0011351 | 0.0024504 | -0.074571 | -0.027145 | 2.8426 | 1.4213 | 2.2731 | 1.766 | -0.00024552 | -0.00028766 | -0.027172 | 2.8455 | 1.4227 | 2.2723 | 1.7655 | -0.00024583 | -0.00028801 | 0.011278 | 0.01306 | 0.023644 | -0.003501 | 0.36663 | 0.18331 | 3.2317 | 2.2826 | -4.4552e-05 | -3.9732e-05 | -0.0035045 | 0.36699 | 0.1835 | 3.2315 | 2.2825 | -4.4574e-05 | -3.976e-05 | 0.0060347 | 0.0081527 | -0.002276 | -0.005777 | 0.60497 | 0.30248 | 3.121 | 2.2261 | -5.876e-05 | -5.8749e-05 | -0.0057828 | 0.60557 | 0.30279 | 3.1207 | 2.2259 | -5.8798e-05 | -5.8798e-05 | 0.0064546 | 0.0085613 | -5.6014e-06 | -0.0057826 | 0.60555 | 0.30278 | 3.1207 | 2.226 | -5.8796e-05 | -5.8796e-05 | -0.0057884 | 0.60616 | 0.30308 | 3.1205 | 2.2258 | -5.8834e-05 | -5.8846e-05 | 0.0064556 | 0.0085623 | 1.436e-12 |  | -5.3261e-05 | 0.0057826 | 0 | 0
0.55 | 1.0815 | -11.5108 | -5.5108 | 0.047426 | -4.9664 | -2.4832 | 6.6876 | 3.8972 | 0.00010542 | 0.00020121 | 0.047473 | -4.9714 | -2.4857 | 6.6916 | 3.8991 | 0.00010547 | 0.00020133 | 0.0011206 | 0.0023953 | -0.075156 | -0.02773 | 2.9039 | 1.4519 | 2.2385 | 1.7312 | -0.00025145 | -0.00029322 | -0.027758 | 2.9068 | 1.4534 | 2.2376 | 1.7307 | -0.00025177 | -0.00029358 | 0.011408 | 0.013129 | 0.024265 | -0.0034644 | 0.36279 | 0.1814 | 3.2162 | 2.2586 | -4.4236e-05 | -3.9158e-05 | -0.0034679 | 0.36316 | 0.18158 | 3.216 | 2.2585 | -4.4257e-05 | -3.9186e-05 | 0.0060006 | 0.0080668 | -0.0024576 | -0.0059221 | 0.62016 | 0.31008 | 3.0968 | 2.1976 | -5.9536e-05 | -5.9522e-05 | -0.005928 | 0.62078 | 0.31039 | 3.0965 | 2.1974 | -5.9574e-05 | -5.9572e-05 | 0.0064547 | 0.0085087 | -6.6746e-06 | -0.0059287 | 0.62085 | 0.31043 | 3.0965 | 2.1974 | -5.9579e-05 | -5.9579e-05 | -0.0059347 | 0.62148 | 0.31074 | 3.0962 | 2.1973 | -5.9617e-05 | -5.9629e-05 | 0.006456 | 0.00851 | -7.6351e-12 |  | -5.3759e-05 | 0.0059287 | 0 | 0
0.56 | 1.1012 | -11.3929 | -5.3929 | 0.047426 | -4.9664 | -2.4832 | 6.6736 | 3.8749 | 0.00010435 | 0.00019785 | 0.047473 | -4.9714 | -2.4857 | 6.6775 | 3.8768 | 0.00010441 | 0.00019796 | 0.0011061 | 0.0023399 | -0.075772 | -0.028346 | 2.9684 | 1.4842 | 2.203 | 1.6958 | -0.0002578 | -0.00029918 | -0.028374 | 2.9713 | 1.4857 | 2.2022 | 1.6953 | -0.00025813 | -0.00029955 | 0.011547 | 0.013207 | 0.024928 | -0.0034176 | 0.35789 | 0.17894 | 3.2011 | 2.2345 | -4.386e-05 | -3.8506e-05 | -0.003421 | 0.35825 | 0.17912 | 3.201 | 2.2344 | -4.3881e-05 | -3.8533e-05 | 0.0059645 | 0.0079783 | -0.0026591 | -0.0060766 | 0.63635 | 0.31817 | 3.0721 | 2.1686 | -6.0368e-05 | -6.0352e-05 | -0.0060827 | 0.63698 | 0.31849 | 3.0718 | 2.1685 | -6.0407e-05 | -6.0403e-05 | 0.0064567 | 0.0084572 | -7.9808e-06 | -0.0060846 | 0.63718 | 0.31859 | 3.0717 | 2.1684 | -6.0419e-05 | -6.0419e-05 | -0.0060907 | 0.63782 | 0.31891 | 3.0715 | 2.1683 | -6.0459e-05 | -6.0471e-05 | 0.0064582 | 0.0084587 | -2.4074e-11 |  | -5.4288e-05 | 0.0060846 | 0 | 0
0.57 | 1.1209 | -11.2749 | -5.2749 | 0.047426 | -4.9664 | -2.4832 | 6.6595 | 3.8524 | 0.00010329 | 0.00019445 | 0.047473 | -4.9714 | -2.4857 | 6.6634 | 3.8543 | 0.00010334 | 0.00019456 | 0.0010915 | 0.0022844 | -0.076422 | -0.028996 | 3.0364 | 1.5182 | 2.1669 | 1.6598 | -0.00026463 | -0.00030557 | -0.029025 | 3.0395 | 1.5197 | 2.166 | 1.6593 | -0.00026497 | -0.00030596 | 0.011697 | 0.013294 | 0.025637 | -0.0033587 | 0.35172 | 0.17586 | 3.1865 | 2.2105 | -4.3416e-05 | -3.7763e-05 | -0.003362 | 0.35207 | 0.17604 | 3.1864 | 2.2104 | -4.3436e-05 | -3.779e-05 | 0.0059262 | 0.0078868 | -0.0028831 | -0.0062418 | 0.65364 | 0.32682 | 3.0469 | 2.1391 | -6.1263e-05 | -6.1245e-05 | -0.006248 | 0.65429 | 0.32715 | 3.0466 | 2.139 | -6.1304e-05 | -6.1297e-05 | 0.0064607 | 0.0084069 | -9.5761e-06 | -0.0062514 | 0.65464 | 0.32732 | 3.0464 | 2.1389 | -6.1325e-05 | -6.1325e-05 | -0.0062576 | 0.6553 | 0.32765 | 3.0461 | 2.1387 | -6.1366e-05 | -6.1378e-05 | 0.0064625 | 0.0084087 | -5.2787e-11 |  | -5.4852e-05 | 0.0062514 | 0 | 0
0.58 | 1.1405 | -11.1569 | -5.1569 | 0.047426 | -4.9664 | -2.4832 | 6.6453 | 3.8297 | 0.00010222 | 0.00019102 | 0.047473 | -4.9714 | -2.4857 | 6.6493 | 3.8316 | 0.00010227 | 0.00019113 | 0.001077 | 0.0022286 | -0.077109 | -0.029683 | 3.1084 | 1.5542 | 2.1299 | 1.6231 | -0.00027197 | -0.00031246 | -0.029713 | 3.1116 | 1.5558 | 2.129 | 1.6225 | -0.00027233 | -0.00031285 | 0.011858 | 0.013392 | 0.026398 | -0.0032856 | 0.34407 | 0.17203 | 3.1726 | 2.1865 | -4.2891e-05 | -3.6917e-05 | -0.0032889 | 0.34441 | 0.1722 | 3.1724 | 2.1864 | -4.2911e-05 | -3.6943e-05 | 0.0058851 | 0.0077919 | -0.0031331 | -0.0064187 | 0.67216 | 0.33608 | 3.021 | 2.109 | -6.223e-05 | -6.2208e-05 | -0.0064251 | 0.67283 | 0.33642 | 3.0207 | 2.1089 | -6.2271e-05 | -6.2262e-05 | 0.0064669 | 0.008358 | -1.1531e-05 | -0.0064302 | 0.67337 | 0.33668 | 3.0204 | 2.1088 | -6.2304e-05 | -6.2304e-05 | -0.0064366 | 0.67404 | 0.33702 | 3.0201 | 2.1086 | -6.2346e-05 | -6.2358e-05 | 0.0064691 | 0.0083602 | -1.0186e-10 |  | -5.5455e-05 | 0.0064302 | 0 | 0
0.59 | 1.1602 | -11.0389 | -5.0389 | 0.047426 | -4.9664 | -2.4832 | 6.6311 | 3.8068 | 0.00010115 | 0.00018757 | 0.047473 | -4.9714 | -2.4857 | 6.6351 | 3.8087 | 0.0001012 | 0.00018767 | 0.0010625 | 0.0021727 | -0.077838 | -0.030412 | 3.1848 | 1.5924 | 2.092 | 1.5856 | -0.00027991 | -0.00031989 | -0.030443 | 3.1879 | 1.594 | 2.0911 | 1.585 | -0.00028028 | -0.0003203 | 0.012032 | 0.013501 | 0.027217 | -0.0031957 | 0.33465 | 0.16732 | 3.1594 | 2.1626 | -4.2273e-05 | -3.5952e-05 | -0.0031989 | 0.33498 | 0.16749 | 3.1592 | 2.1626 | -4.2292e-05 | -3.5976e-05 | 0.0058409 | 0.007693 | -0.0034129 | -0.0066085 | 0.69205 | 0.34602 | 2.9944 | 2.0784 | -6.3276e-05 | -6.325e-05 | -0.0066152 | 0.69274 | 0.34637 | 2.9941 | 2.0782 | -6.3319e-05 | -6.3305e-05 | 0.0064756 | 0.0083108 | -1.3936e-05 | -0.0066225 | 0.6935 | 0.34675 | 2.9938 | 2.0781 | -6.3366e-05 | -6.3366e-05 | -0.0066291 | 0.6942 | 0.3471 | 2.9935 | 2.0779 | -6.3409e-05 | -6.3421e-05 | 0.0064783 | 0.0083134 | -1.8465e-10 |  | -5.6099e-05 | 0.0066225 | 0 | 0
0.6 | 1.1798 | -10.9209 | -4.9209 | 0.047426 | -4.9664 | -2.4832 | 6.6169 | 3.7837 | 0.00010008 | 0.00018408 | 0.047473 | -4.9714 | -2.4857 | 6.6209 | 3.7856 | 0.00010013 | 0.00018418 | 0.001048 | 0.0021166 | -0.078612 | -0.031187 | 3.2659 | 1.6329 | 2.0532 | 1.5473 | -0.00028851 | -0.00032796 | -0.031218 | 3.2691 | 1.6346 | 2.0523 | 1.5468 | -0.00028889 | -0.00032838 | 0.01222 | 0.013624 | 0.028101 | -0.0030857 | 0.32314 | 0.16157 | 3.1471 | 2.139 | -4.1545e-05 | -3.4848e-05 | -0.0030888 | 0.32346 | 0.16173 | 3.1469 | 2.1389 | -4.1563e-05 | -3.4871e-05 | 0.005793 | 0.0075897 | -0.0037272 | -0.006813 | 0.71345 | 0.35673 | 2.9672 | 2.0471 | -6.4412e-05 | -6.4382e-05 | -0.0068198 | 0.71417 | 0.35708 | 2.9668 | 2.0469 | -6.4456e-05 | -6.4438e-05 | 0.0064872 | 0.0082655 | -1.6903e-05 | -0.0068299 | 0.71522 | 0.35761 | 2.9664 | 2.0467 | -6.4521e-05 | -6.4521e-05 | -0.0068367 | 0.71594 | 0.35797 | 2.966 | 2.0465 | -6.4566e-05 | -6.4578e-05 | 0.0064905 | 0.0082687 | -3.2328e-10 |  | -5.6791e-05 | 0.0068299 | 0 | 0
0.61 | 1.1995 | -10.8029 | -4.8029 | 0.047426 | -4.9664 | -2.4832 | 6.6026 | 3.7604 | 9.8996e-05 | 0.00018056 | 0.047473 | -4.9714 | -2.4857 | 6.6066 | 3.7623 | 9.9046e-05 | 0.00018066 | 0.0010335 | 0.0020603 | -0.079437 | -0.032011 | 3.3522 | 1.6761 | 2.0134 | 1.5083 | -0.00029787 | -0.00033673 | -0.032044 | 3.3556 | 1.6778 | 2.0125 | 1.5077 | -0.00029827 | -0.00033717 | 0.012423 | 0.013761 | 0.02906 | -0.0029519 | 0.30913 | 0.15456 | 3.1358 | 2.1156 | -4.0687e-05 | -3.3583e-05 | -0.0029549 | 0.30944 | 0.15472 | 3.1357 | 2.1156 | -4.0704e-05 | -3.3605e-05 | 0.0057407 | 0.0074812 | -0.0040818 | -0.0070338 | 0.73657 | 0.36829 | 2.9391 | 2.0151 | -6.5649e-05 | -6.5614e-05 | -0.0070408 | 0.73731 | 0.36866 | 2.9387 | 2.015 | -6.5695e-05 | -6.5672e-05 | 0.0065021 | 0.0082226 | -2.0574e-05 | -0.0070543 | 0.73873 | 0.36936 | 2.9381 | 2.0146 | -6.5783e-05 | -6.5783e-05 | -0.0070614 | 0.73947 | 0.36973 | 2.9378 | 2.0145 | -6.5829e-05 | -6.5841e-05 | 0.0065061 | 0.0082264 | -5.5451e-10 |  | -5.7535e-05 | 0.0070543 | 0 | 0
0.62 | 1.2192 | -10.6849 | -4.6849 | 0.047426 | -4.9664 | -2.4832 | 6.5882 | 3.7369 | 9.7914e-05 | 0.00017701 | 0.047473 | -4.9714 | -2.4857 | 6.5922 | 3.7388 | 9.7962e-05 | 0.0001771 | 0.001019 | 0.0020037 | -0.080318 | -0.032893 | 3.4445 | 1.7223 | 1.9725 | 1.4684 | -0.00030808 | -0.00034631 | -0.032926 | 3.448 | 1.724 | 1.9716 | 1.4678 | -0.0003085 | -0.00034677 | 0.012645 | 0.013915 | 0.030103 | -0.0027895 | 0.29212 | 0.14606 | 3.126 | 2.0927 | -3.9677e-05 | -3.213e-05 | -0.0027923 | 0.29241 | 0.14621 | 3.1258 | 2.0926 | -3.9693e-05 | -3.215e-05 | 0.0056832 | 0.0073667 | -0.0044834 | -0.007273 | 0.76162 | 0.38081 | 2.9101 | 1.9824 | -6.7003e-05 | -6.6961e-05 | -0.0072802 | 0.76239 | 0.38119 | 2.9097 | 1.9823 | -6.7051e-05 | -6.7021e-05 | 0.0065206 | 0.0081823 | -2.5128e-05 | -0.0072981 | 0.76426 | 0.38213 | 2.9089 | 1.9818 | -6.7167e-05 | -6.7167e-05 | -0.0073054 | 0.76502 | 0.38251 | 2.9086 | 1.9817 | -6.7215e-05 | -6.7227e-05 | 0.0065255 | 0.008187 | -9.3952e-10 |  | -5.8338e-05 | 0.0072981 | 0 | 0
0.63 | 1.2388 | -10.567 | -4.567 | 0.047426 | -4.9664 | -2.4832 | 6.5738 | 3.7131 | 9.6827e-05 | 0.00017342 | 0.047473 | -4.9714 | -2.4857 | 6.5778 | 3.715 | 9.6875e-05 | 0.00017351 | 0.0010045 | 0.0019471 | -0.081263 | -0.033837 | 3.5434 | 1.7717 | 1.9304 | 1.4275 | -0.00031929 | -0.00035683 | -0.033871 | 3.547 | 1.7735 | 1.9295 | 1.427 | -0.00031972 | -0.00035731 | 0.012886 | 0.014087 | 0.031244 | -0.0025927 | 0.2715 | 0.13575 | 3.1178 | 2.0702 | -3.8487e-05 | -3.0456e-05 | -0.0025952 | 0.27177 | 0.13589 | 3.1176 | 2.0702 | -3.8502e-05 | -3.0475e-05 | 0.0056195 | 0.007245 | -0.0049404 | -0.0075331 | 0.78886 | 0.39443 | 2.8801 | 1.9489 | -6.849e-05 | -6.8441e-05 | -0.0075406 | 0.78965 | 0.39483 | 2.8797 | 1.9487 | -6.854e-05 | -6.8502e-05 | 0.0065434 | 0.0081452 | -3.0787e-05 | -0.0075639 | 0.79209 | 0.39604 | 2.8787 | 1.9482 | -6.8692e-05 | -6.8692e-05 | -0.0075714 | 0.79288 | 0.39644 | 2.8783 | 1.948 | -6.8741e-05 | -6.8753e-05 | 0.0065495 | 0.0081511 | -1.5802e-09 |  | -5.9206e-05 | 0.0075639 | 0 | 0
0.64 | 1.2585 | -10.449 | -4.449 | 0.047426 | -4.9664 | -2.4832 | 6.5594 | 3.6892 | 9.5737e-05 | 0.0001698 | 0.047473 | -4.9714 | -2.4857 | 6.5634 | 3.691 | 9.5784e-05 | 0.00016989 | 0.00099001 | 0.0018902 | -0.082278 | -0.034853 | 3.6498 | 1.8249 | 1.8871 | 1.3857 | -0.00033163 | -0.00036843 | -0.034887 | 3.6534 | 1.8267 | 1.8862 | 1.3852 | -0.00033209 | -0.00036893 | 0.013149 | 0.014282 | 0.032499 | -0.002354 | 0.24651 | 0.12325 | 3.1116 | 2.0485 | -3.7083e-05 | -2.8524e-05 | -0.0023563 | 0.24675 | 0.12338 | 3.1115 | 2.0485 | -3.7096e-05 | -2.8541e-05 | 0.0055484 | 0.0071151 | -0.0054631 | -0.0078171 | 0.8186 | 0.4093 | 2.849 | 1.9145 | -7.0132e-05 | -7.0073e-05 | -0.0078249 | 0.81942 | 0.40971 | 2.8486 | 1.9143 | -7.0183e-05 | -7.0137e-05 | 0.0065712 | 0.008112 | -3.7821e-05 | -0.0078549 | 0.82256 | 0.41128 | 2.8473 | 1.9136 | -7.038e-05 | -7.038e-05 | -0.0078627 | 0.82338 | 0.41169 | 2.8469 | 1.9134 | -7.0432e-05 | -7.0444e-05 | 0.0065787 | 0.0081192 | -2.6461e-09 |  | -6.0149e-05 | 0.0078549 | 0 | 0
0.65 | 1.2782 | -10.331 | -4.331 | 0.047426 | -4.9664 | -2.4832 | 6.5449 | 3.6649 | 9.4642e-05 | 0.00016614 | 0.047473 | -4.9714 | -2.4857 | 6.5489 | 3.6668 | 9.4689e-05 | 0.00016623 | 0.00097554 | 0.0018331 | -0.083375 | -0.035949 | 3.7646 | 1.8823 | 1.8425 | 1.3429 | -0.00034531 | -0.0003813 | -0.035985 | 3.7683 | 1.8842 | 1.8416 | 1.3423 | -0.00034579 | -0.00038182 | 0.013439 | 0.014501 | 0.033885 | -0.0020643 | 0.21618 | 0.10809 | 3.1079 | 2.0278 | -3.5423e-05 | -2.6286e-05 | -0.0020664 | 0.21639 | 0.1082 | 3.1078 | 2.0277 | -3.5435e-05 | -2.63e-05 | 0.0054684 | 0.0069753 | -0.0060641 | -0.0081285 | 0.85121 | 0.42561 | 2.8166 | 1.8792 | -7.1953e-05 | -7.1884e-05 | -0.0081366 | 0.85206 | 0.42603 | 2.8163 | 1.879 | -7.2006e-05 | -7.1949e-05 | 0.0066047 | 0.0080833 | -4.6552e-05 | -0.008175 | 0.85609 | 0.42804 | 2.8145 | 1.8781 | -7.226e-05 | -7.226e-05 | -0.0081832 | 0.85694 | 0.42847 | 2.8141 | 1.8779 | -7.2314e-05 | -7.2326e-05 | 0.0066139 | 0.0080923 | -4.4166e-09 |  | -6.1176e-05 | 0.008175 | 0 | 0
0.66 | 1.2978 | -10.213 | -4.213 | 0.047426 | -4.9664 | -2.4832 | 6.5303 | 3.6405 | 9.3544e-05 | 0.00016245 | 0.047473 | -4.9714 | -2.4857 | 6.5344 | 3.6424 | 9.359e-05 | 0.00016254 | 0.00096108 | 0.0017759 | -0.084563 | -0.037137 | 3.889 | 1.9445 | 1.7964 | 1.2989 | -0.00036054 | -0.00039566 | -0.037174 | 3.8929 | 1.9464 | 1.7954 | 1.2984 | -0.00036105 | -0.00039621 | 0.013757 | 0.014749 | 0.035425 | -0.0017121 | 0.17929 | 0.089646 | 3.1074 | 2.0082 | -3.3458e-05 | -2.3684e-05 | -0.0017138 | 0.17947 | 0.089735 | 3.1073 | 2.0082 | -3.3467e-05 | -2.3696e-05 | 0.0053777 | 0.0068237 | -0.0067596 | -0.0084717 | 0.88716 | 0.44358 | 2.7828 | 1.8427 | -7.3985e-05 | -7.3904e-05 | -0.0084802 | 0.88804 | 0.44402 | 2.7825 | 1.8425 | -7.4042e-05 | -7.3972e-05 | 0.0066449 | 0.0080602 | -5.734e-05 | -0.0085291 | 0.89316 | 0.44658 | 2.7803 | 1.8414 | -7.4367e-05 | -7.4367e-05 | -0.0085376 | 0.89406 | 0.44703 | 2.7799 | 1.8412 | -7.4423e-05 | -7.4435e-05 | 0.0066564 | 0.0080713 | -7.3457e-09 |  | -6.2299e-05 | 0.0085291 | 0 | 0
0.67 | 1.3175 | -10.095 | -4.095 | 0.047426 | -4.9664 | -2.4832 | 6.5157 | 3.6158 | 9.2442e-05 | 0.00015872 | 0.047473 | -4.9714 | -2.4857 | 6.5198 | 3.6176 | 9.2487e-05 | 0.0001588 | 0.00094663 | 0.0017186 | -0.085858 | -0.038432 | 4.0246 | 2.0123 | 1.7486 | 1.2538 | -0.00037762 | -0.0004118 | -0.03847 | 4.0286 | 2.0143 | 1.7477 | 1.2532 | -0.00037817 | -0.00041238 | 0.01411 | 0.01503 | 0.037149 | -0.0012824 | 0.13429 | 0.067146 | 3.1108 | 1.9903 | -3.1125e-05 | -2.065e-05 | -0.0012837 | 0.13443 | 0.067213 | 3.1108 | 1.9903 | -3.1132e-05 | -2.0658e-05 | 0.005274 | 0.0066579 | -0.00757 | -0.0088523 | 0.92702 | 0.46351 | 2.7474 | 1.8051 | -7.6271e-05 | -7.6175e-05 | -0.0088612 | 0.92794 | 0.46397 | 2.747 | 1.8049 | -7.633e-05 | -7.6247e-05 | 0.0066931 | 0.0080437 | -7.0542e-05 | -0.0089229 | 0.9344 | 0.4672 | 2.7442 | 1.8035 | -7.6743e-05 | -7.6743e-05 | -0.0089318 | 0.93534 | 0.46767 | 2.7438 | 1.8032 | -7.6803e-05 | -7.6815e-05 | 0.0067074 | 0.0080574 | -1.2146e-08 |  | -6.3533e-05 | 0.0089229 | 0 | 0
0.68 | 1.3372 | -9.977 | -3.977 | 0.047426 | -4.9664 | -2.4832 | 6.5011 | 3.5908 | 9.1336e-05 | 0.00015495 | 0.047473 | -4.9714 | -2.4857 | 6.5051 | 3.5927 | 9.138e-05 | 0.00015503 | 0.00093219 | 0.0016611 | -0.087275 | -0.039849 | 4.173 | 2.0865 | 1.6991 | 1.2074 | -0.00039692 | -0.00043006 | -0.039889 | 4.1772 | 2.0886 | 1.6981 | 1.2068 | -0.0003975 | -0.00043068 | 0.014503 | 0.01535 | 0.039093 | -0.00075592 | 0.07916 | 0.03958 | 3.1193 | 1.9746 | -2.835e-05 | -1.7097e-05 | -0.00075668 | 0.079239 | 0.03962 | 3.1193 | 1.9745 | -2.8354e-05 | -1.7102e-05 | 0.0051544 | 0.0064749 | -0.0085215 | -0.0092774 | 0.97153 | 0.48576 | 2.71 | 1.7661 | -7.8862e-05 | -7.8751e-05 | -0.0092867 | 0.9725 | 0.48625 | 2.7096 | 1.7659 | -7.8925e-05 | -7.8825e-05 | 0.0067509 | 0.0080354 | -8.6396e-05 | -0.0093638 | 0.98058 | 0.49029 | 2.7062 | 1.7641 | -7.9446e-05 | -7.9446e-05 | -0.0093732 | 0.98156 | 0.49078 | 2.7058 | 1.7639 | -7.9509e-05 | -7.9521e-05 | 0.0067686 | 0.0080524 | -1.9862e-08 |  | -6.4896e-05 | 0.0093638 | 0 | 0
0.69 | 1.3568 | -9.8591 | -3.8591 | 0.047426 | -4.9664 | -2.4832 | 6.4864 | 3.5655 | 9.0225e-05 | 0.00015114 | 0.047473 | -4.9714 | -2.4857 | 6.4904 | 3.5674 | 9.0269e-05 | 0.00015121 | 0.00091776 | 0.0016034 | -0.088837 | -0.041411 | 4.3366 | 2.1683 | 1.6475 | 1.1596 | -0.0004189 | -0.00045092 | -0.041453 | 4.3409 | 2.1705 | 1.6466 | 1.159 | -0.00041952 | -0.00045157 | 0.014942 | 0.015717 | 0.041304 | -0.00010746 | 0.011253 | 0.0056266 | 3.1343 | 1.9616 | -2.504e-05 | -1.2924e-05 | -0.00010757 | 0.011264 | 0.0056322 | 3.1343 | 1.9616 | -2.5041e-05 | -1.2925e-05 | 0.0050153 | 0.006271 | -0.0096489 | -0.0097564 | 1.0217 | 0.51084 | 2.6704 | 1.7256 | -8.1831e-05 | -8.1704e-05 | -0.0097661 | 1.0227 | 0.51135 | 2.6699 | 1.7253 | -8.1898e-05 | -8.1782e-05 | 0.0068207 | 0.0080375 | -0.00010476 | -0.0098611 | 1.0327 | 0.51633 | 2.6658 | 1.7232 | -8.2547e-05 | -8.2547e-05 | -0.009871 | 1.0337 | 0.51684 | 2.6653 | 1.7229 | -8.2614e-05 | -8.2626e-05 | 0.0068423 | 0.0080584 | -3.1804e-08 |  | -6.6407e-05 | 0.0098611 | 0 | 0
0.7 | 1.3765 | -9.7411 | -3.7411 | 0.047426 | -4.9664 | -2.4832 | 6.4716 | 3.54 | 8.9111e-05 | 0.00014728 | 0.047473 | -4.9714 | -2.4857 | 6.4756 | 3.5419 | 8.9154e-05 | 0.00014736 | 0.00090335 | 0.0015456 | -0.09057 | -0.043144 | 4.5181 | 2.259 | 1.5938 | 1.1103 | -0.00044418 | -0.00047497 | -0.043187 | 4.5226 | 2.2613 | 1.5929 | 1.1098 | -0.00044485 | -0.00047567 | 0.015437 | 0.016139 | 0.043841 | 0.00069649 | -0.072937 | -0.036468 | 3.1577 | 1.9525 | -2.1083e-05 | -8.0032e-06 | 0.00069719 | -0.07301 | -0.036505 | 3.1578 | 1.9525 | -2.1079e-05 | -7.999e-06 | 0.0048522 | 0.0060414 | -0.010999 | -0.010302 | 1.0789 | 0.53943 | 2.6279 | 1.6832 | -8.5281e-05 | -8.5138e-05 | -0.010313 | 1.0799 | 0.53997 | 2.6275 | 1.683 | -8.5352e-05 | -8.5221e-05 | 0.0069053 | 0.0080529 | -0.00012451 | -0.010427 | 1.0919 | 0.54595 | 2.6225 | 1.6804 | -8.6142e-05 | -8.6142e-05 | -0.010437 | 1.093 | 0.54649 | 2.6221 | 1.6801 | -8.6214e-05 | -8.6226e-05 | 0.0069314 | 0.008078 | -4.8909e-08 |  | -6.8094e-05 | 0.010427 | 0 | 0
0.71 | 1.3962 | -9.6231 | -3.6231 | 0.047426 | -4.9664 | -2.4832 | 6.4568 | 3.5142 | 8.7992e-05 | 0.00014339 | 0.047473 | -4.9714 | -2.4857 | 6.4608 | 3.5161 | 8.8035e-05 | 0.00014346 | 0.00088895 | 0.0014878 | -0.092508 | -0.045082 | 4.721 | 2.3605 | 1.5376 | 1.0594 | -0.00047356 | -0.00050301 | -0.045127 | 4.7257 | 2.3629 | 1.5366 | 1.0588 | -0.00047428 | -0.00050376 | 0.015999 | 0.016629 | 0.046783 | 0.001701 | -0.17813 | -0.089065 | 3.1925 | 1.9485 | -1.6342e-05 | -2.1832e-06 | 0.0017027 | -0.17831 | -0.089154 | 3.1925 | 1.9485 | -1.6334e-05 | -2.1733e-06 | 0.0046596 | 0.0057802 | -0.012635 | -0.010934 | 1.145 | 0.57252 | 2.582 | 1.6386 | -8.9361e-05 | -8.9208e-05 | -0.010945 | 1.1462 | 0.57309 | 2.5815 | 1.6383 | -8.9438e-05 | -8.9297e-05 | 0.0070094 | 0.008086 | -0.00014218 | -0.011076 | 1.1599 | 0.57996 | 2.5759 | 1.6354 | -9.036e-05 | -9.036e-05 | -0.011088 | 1.1611 | 0.58054 | 2.5754 | 1.6352 | -9.0438e-05 | -9.045e-05 | 0.0070396 | 0.008115 | -6.942e-08 |  | -6.999e-05 | 0.011076 | 0 | 0
0.72 | 1.4158 | -9.5051 | -3.5051 | 0.047426 | -4.9664 | -2.4832 | 6.4419 | 3.4881 | 8.687e-05 | 0.00013945 | 0.047473 | -4.9714 | -2.4857 | 6.446 | 3.49 | 8.6911e-05 | 0.00013951 | 0.00087456 | 0.0014298 | -0.094696 | -0.04727 | 4.9501 | 2.4751 | 1.4785 | 1.0067 | -0.00050815 | -0.00053614 | -0.047318 | 4.9551 | 2.4775 | 1.4776 | 1.0061 | -0.00050894 | -0.00053695 | 0.016644 | 0.017201 | 0.050238 | 0.0029677 | -0.31078 | -0.15539 | 3.2423 | 1.9515 | -1.0656e-05 | 4.7159e-06 | 0.0029707 | -0.31109 | -0.15554 | 3.2425 | 1.9516 | -1.0642e-05 | 4.7321e-06 | 0.0044306 | 0.0054799 | -0.01465 | -0.011682 | 1.2233 | 0.61167 | 2.5315 | 1.5912 | -9.4313e-05 | -9.4164e-05 | -0.011694 | 1.2246 | 0.61228 | 2.531 | 1.5909 | -9.4397e-05 | -9.4259e-05 | 0.0071401 | 0.0081435 | -0.00014895 | -0.011831 | 1.2389 | 0.61947 | 2.5252 | 1.5879 | -9.5379e-05 | -9.5379e-05 | -0.011843 | 1.2402 | 0.62009 | 2.5247 | 1.5876 | -9.5464e-05 | -9.5476e-05 | 0.0071722 | 0.0081743 | -8.2751e-08 |  | -7.2135e-05 | 0.011831 | 0 | 0
0.73 | 1.4355 | -9.3871 | -3.3871 | 0.047426 | -4.9664 | -2.4832 | 6.427 | 3.4617 | 8.5743e-05 | 0.00013546 | 0.047473 | -4.9714 | -2.4857 | 6.431 | 3.4636 | 8.5784e-05 | 0.00013552 | 0.00086019 | 0.0013717 | -0.097193 | -0.049767 | 5.2116 | 2.6058 | 1.4163 | 0.95202 | -0.00054948 | -0.00057586 | -0.049817 | 5.2168 | 2.6084 | 1.4154 | 0.95147 | -0.00055035 | -0.00057675 | 0.01739 | 0.017876 | 0.054349 | 0.0045821 | -0.47983 | -0.23992 | 3.3131 | 1.9643 | -3.84e-06 | 1.2899e-05 | 0.0045867 | -0.48031 | -0.24016 | 3.3134 | 1.9644 | -3.8209e-06 | 1.2923e-05 | 0.004157 | 0.0051315 | -0.017177 | -0.012595 | 1.319 | 0.65949 | 2.4745 | 1.54 | -0.00010055 | -0.00010043 | -0.012608 | 1.3203 | 0.66015 | 2.474 | 1.5397 | -0.00010064 | -0.00010054 | 0.0073094 | 0.0082371 | -0.00012368 | -0.012719 | 1.3319 | 0.66597 | 2.4694 | 1.5373 | -0.00010145 | -0.00010145 | -0.012732 | 1.3333 | 0.66663 | 2.4689 | 1.537 | -0.00010155 | -0.00010156 | 0.0073365 | 0.0082632 | -6.0942e-08 |  | -7.4584e-05 | 0.012719 | 0 | 0
0.74 | 1.4551 | -9.2691 | -3.2691 | 0.047426 | -4.9664 | -2.4832 | 6.412 | 3.4349 | 8.4612e-05 | 0.00013142 | 0.047473 | -4.9714 | -2.4857 | 6.4161 | 3.4369 | 8.4652e-05 | 0.00013149 | 0.00084584 | 0.0013136 | -0.10008 | -0.052654 | 5.5139 | 2.757 | 1.3503 | 0.89514 | -0.00059974 | -0.00062435 | -0.052707 | 5.5194 | 2.7597 | 1.3494 | 0.89459 | -0.0006007 | -0.00062534 | 0.018266 | 0.018681 | 0.059319 | 0.0066647 | -0.69793 | -0.34896 | 3.4134 | 1.991 | 4.3018e-06 | 2.2583e-05 | 0.0066714 | -0.69863 | -0.34931 | 3.4138 | 1.9911 | 4.3273e-06 | 2.2614e-05 | 0.0038292 | 0.0047241 | -0.020429 | -0.013764 | 1.4414 | 0.7207 | 2.408 | 1.4833 | -0.00010883 | -0.00010881 | -0.013778 | 1.4428 | 0.72142 | 2.4074 | 1.483 | -0.00010893 | -0.00010893 | 0.0075392 | 0.0083882 | -1.6582e-05 | -0.013781 | 1.4431 | 0.72156 | 2.4073 | 1.4829 | -0.00010895 | -0.00010895 | -0.013795 | 1.4446 | 0.72229 | 2.4067 | 1.4826 | -0.00010906 | -0.00010907 | 0.0075429 | 0.0083917 | -2.293e-10 |  | -7.7405e-05 | 0.013781 | 0 | 0
0.75 | 1.4748 | -9.1511 | -3.1511 | 0.047426 | -4.9664 | -2.4832 | 6.397 | 3.4079 | 8.3476e-05 | 0.00012734 | 0.047473 | -4.9714 | -2.4857 | 6.401 | 3.4098 | 8.3515e-05 | 0.0001274 | 0.00083151 | 0.0012554 | -0.10347 | -0.056044 | 5.8689 | 2.9344 | 1.2801 | 0.83579 | -0.00066216 | -0.00068484 | -0.0561 | 5.8748 | 2.9374 | 1.2792 | 0.83526 | -0.00066325 | -0.00068594 | 0.019309 | 0.019655 | 0.065432 | 0.0093882 | -0.98313 | -0.49156 | 3.5563 | 2.0379 | 1.3946e-05 | 3.3958e-05 | 0.0093976 | -0.98411 | -0.49206 | 3.5569 | 2.0381 | 1.3978e-05 | 3.3998e-05 | 0.0034379 | 0.0042463 | -0.024754 | -0.015366 | 1.6091 | 0.80454 | 2.3257 | 1.4179 | -0.00012073 | -0.00012095 | -0.015381 | 1.6107 | 0.80534 | 2.3251 | 1.4176 | -0.00012085 | -0.00012108 | 0.0078737 | 0.0086393 | 0.00029076 | -0.015075 | 1.5786 | 0.78931 | 2.3371 | 1.4238 | -0.00011845 | -0.00011845 | -0.01509 | 1.5802 | 0.7901 | 2.3365 | 1.4235 | -0.00011857 | -0.00011858 | 0.0078071 | 0.0085752 | -4.8969e-07 |  | -8.0691e-05 | 0.015075 | 0 | 0
0.76 | 1.4945 | -9.0332 | -3.0332 | 0.047426 | -4.9664 | -2.4832 | 6.3819 | 3.3805 | 8.2336e-05 | 0.0001232 | 0.047473 | -4.9714 | -2.4857 | 6.3859 | 3.3824 | 8.2375e-05 | 0.00012326 | 0.0008172 | 0.0011972 | -0.10753 | -0.060101 | 6.2937 | 3.1469 | 1.2047 | 0.77366 | -0.00074175 | -0.00076227 | -0.060161 | 6.3 | 3.15 | 1.2038 | 0.77314 | -0.00074298 | -0.00076352 | 0.020574 | 0.020855 | 0.073102 | 0.013001 | -1.3615 | -0.68073 | 3.7624 | 2.1149 | 2.5177e-05 | 4.71e-05 | 0.013014 | -1.3628 | -0.68141 | 3.7632 | 2.1153 | 2.5216e-05 | 4.7148e-05 | 0.0029764 | 0.0036887 | -0.030774 | -0.017773 | 1.8612 | 0.93061 | 2.2157 | 1.3374 | -0.00013983 | -0.00014056 | -0.017791 | 1.8631 | 0.93154 | 2.215 | 1.337 | -0.00013998 | -0.00014072 | 0.0084099 | 0.0090847 | 0.0010887 | -0.016685 | 1.7472 | 0.8736 | 2.2563 | 1.3587 | -0.00013081 | -0.00013081 | -0.016701 | 1.749 | 0.87448 | 2.2557 | 1.3584 | -0.00013095 | -0.00013096 | 0.0081522 | 0.0088363 | -7.5557e-06 |  | -8.4553e-05 | 0.016685 | 0 | 0
0.77 | 1.5141 | -8.9152 | -2.9152 | 0.047426 | -4.9664 | -2.4832 | 6.3667 | 3.3527 | 8.1192e-05 | 0.00011901 | 0.047473 | -4.9714 | -2.4857 | 6.3708 | 3.3547 | 8.123e-05 | 0.00011906 | 0.0008029 | 0.0011391 | -0.1125 | -0.065072 | 6.8143 | 3.4072 | 1.1232 | 0.70834 | -0.00084655 | -0.0008647 | -0.065137 | 6.8211 | 3.4106 | 1.1223 | 0.70784 | -0.00084799 | -0.00086615 | 0.022144 | 0.022363 | 0.082929 | 0.017857 | -1.87 | -0.93499 | 4.0638 | 2.2377 | 3.7847e-05 | 6.1797e-05 | 0.017875 | -1.8719 | -0.93593 | 4.065 | 2.2383 | 3.789e-05 | 6.1852e-05 | 0.0024473 | 0.0030507 | -0.039692 | -0.021835 | 2.2866 | 1.1433 | 2.0539 | 1.2289 | -0.00017534 | -0.00017713 | -0.021857 | 2.2889 | 1.1444 | 2.0532 | 1.2285 | -0.00017555 | -0.00017735 | 0.0093812 | 0.0099509 | 0.0031309 | -0.018704 | 1.9587 | 0.97936 | 2.163 | 1.2865 | -0.0001472 | -0.00014716 | -0.018723 | 1.9607 | 0.98034 | 2.1623 | 1.2862 | -0.00014736 | -0.00014733 | 0.0086067 | 0.0092032 | -7.1827e-05 |  | -8.9053e-05 | 0.018704 | 0 | 0
0.78 | 1.5338 | -8.7972 | -2.7972 | 0.047426 | -4.9664 | -2.4832 | 6.3515 | 3.3246 | 8.0043e-05 | 0.00011476 | 0.047473 | -4.9714 | -2.4857 | 6.3556 | 3.3266 | 8.008e-05 | 0.00011481 | 0.00078863 | 0.0010809 | -0.11878 | -0.07135 | 7.4718 | 3.7359 | 1.0342 | 0.63933 | -0.00099042 | -0.0010059 | -0.071422 | 7.4793 | 3.7396 | 1.0334 | 0.63885 | -0.00099215 | -0.0010077 | 0.024152 | 0.024314 | 0.095775 | 0.024424 | -2.5577 | -1.2789 | 4.5088 | 2.43 | 5.1342e-05 | 7.7243e-05 | 0.024449 | -2.5603 | -1.2801 | 4.5106 | 2.4308 | 5.1388e-05 | 7.73e-05 | 0.0018749 | 0.0023546 | -0.05399 | -0.029566 | 3.0962 | 1.5481 | 1.7976 | 1.0689 | -0.00025478 | -0.00025854 | -0.029596 | 3.0992 | 1.5496 | 1.7968 | 1.0684 | -0.00025512 | -0.00025889 | 0.011397 | 0.011833 | 0.0086093 | -0.020957 | 2.1946 | 1.0973 | 2.0652 | 1.2115 | -0.00016658 | -0.00016627 | -0.020978 | 2.1968 | 1.0984 | 2.0645 | 1.2111 | -0.00016677 | -0.00016647 | 0.0091346 | 0.0096425 | -0.00061992 |  | -9.3575e-05 | 0.020957 | 0 | 0
0.79 | 1.5535 | -8.6792 | -2.6792 | 0.047426 | -4.9664 | -2.4832 | 6.3362 | 3.2961 | 7.889e-05 | 0.00011046 | 0.047473 | -4.9714 | -2.4857 | 6.3403 | 3.298 | 7.8926e-05 | 0.00011051 | 0.00077438 | 0.0010229 | -0.12702 | -0.079599 | 8.3356 | 4.1678 | 0.9361 | 0.56598 | -0.0011991 | -0.0012116 | -0.079678 | 8.3439 | 4.1719 | 0.93534 | 0.56553 | -0.0012012 | -0.0012138 | 0.026819 | 0.026931 | 0.11272 | 0.033125 | -3.4689 | -1.7344 | 5.1531 | 2.7196 | 6.4293e-05 | 9.1624e-05 | 0.033158 | -3.4723 | -1.7362 | 5.1557 | 2.7209 | 6.4336e-05 | 9.1679e-05 | 0.0013198 | 0.0016668 | -0.078765 | -0.04564 | 4.7794 | 2.3897 | 1.4037 | 0.83169 | -0.00047363 | -0.00048025 | -0.045686 | 4.7842 | 2.3921 | 1.4028 | 0.8312 | -0.00047437 | -0.00048099 | 0.016047 | 0.016307 | 0.025465 | -0.020175 | 2.1127 | 1.0563 | 2.0734 | 1.1918 | -0.00015891 | -0.00015662 | -0.020195 | 2.1148 | 1.0574 | 2.0727 | 1.1914 | -0.00015909 | -0.00015681 | 0.0089135 | 0.0093559 | -0.0051814 |  | -9.1255e-05 | 0.020175 | 0 | 0
0.8 | 1.5731 | -8.5612 | -2.5612 | 0.047426 | -4.9664 | -2.4832 | 6.3209 | 3.2671 | 7.7732e-05 | 0.00010609 | 0.047473 | -4.9714 | -2.4857 | 6.3249 | 3.2691 | 7.7768e-05 | 0.00010614 | 0.00076016 | 0.00096498 | -0.13846 | -0.091035 | 9.5331 | 4.7666 | 0.82641 | 0.48748 | -0.0015255 | -0.0015347 | -0.091126 | 9.5427 | 4.7713 | 0.82571 | 0.48707 | -0.0015282 | -0.0015375 | 0.030554 | 0.030623 | 0.13422 | 0.043184 | -4.5222 | -2.2611 | 5.9589 | 3.09 | 7.4242e-05 | 0.00010169 | 0.043227 | -4.5267 | -2.2634 | 5.9625 | 3.0918 | 7.428e-05 | 0.00010173 | 0.0008877 | 0.0011153 | -0.12059 | -0.077411 | 8.1064 | 4.0532 | 0.94576 | 0.55571 | -0.0011398 | -0.0011479 | -0.077488 | 8.1145 | 4.0573 | 0.945 | 0.55527 | -0.0011418 | -0.0011499 | 0.026101 | 0.026197 | 0.085165 | 0.0077548 | -0.81209 | -0.40604 | 3.36 | 1.8162 | 6.9453e-06 | 2.2559e-05 | 0.0077626 | -0.8129 | -0.40645 | 3.3605 | 1.8165 | 6.9724e-06 | 2.2589e-05 | 0.0034973 | 0.0039233 | -0.036646 |  | 1.6995e-05 | -0.0077548 | 0 | 0
0.81 | 1.5928 | -8.4432 | -2.4432 | 0.047426 | -4.9664 | -2.4832 | 6.3055 | 3.2378 | 7.6569e-05 | 0.00010166 | 0.047473 | -4.9714 | -2.4857 | 6.3095 | 3.2398 | 7.6604e-05 | 0.00010171 | 0.00074596 | 0.00090724 | -0.15559 | -0.10817 | 11.3273 | 5.6637 | 0.70189 | 0.40275 | -0.0020954 | -0.002101 | -0.10828 | 11.3387 | 5.6693 | 0.70127 | 0.4024 | -0.0020993 | -0.0021049 | 0.036197 | 0.036233 | 0.1534 | 0.045228 | -4.7363 | -2.3681 | 6.1166 | 3.145 | 7.4861e-05 | 9.959e-05 | 0.045273 | -4.741 | -2.3705 | 6.1205 | 3.1469 | 7.4897e-05 | 9.9635e-05 | 0.00080833 | 0.00097889 | -0.14499 | -0.099766 | 10.4475 | 5.2237 | 0.75378 | 0.43199 | -0.0018031 | -0.0018083 | -0.099866 | 10.4579 | 5.229 | 0.75312 | 0.43162 | -0.0018064 | -0.0018117 | 0.033423 | 0.033467 | 0.11976 | 0.019991 | -2.0935 | -1.0467 | 4.1352 | 2.1717 | 4.0461e-05 | 5.9337e-05 | 0.020011 | -2.0955 | -1.0478 | 4.1366 | 2.1724 | 4.0503e-05 | 5.9386e-05 | 0.0021474 | 0.0024431 | -0.063833 |  | 0.00010711 | -0.019991 | 0 | 0
0.82 | 1.6125 | -8.3252 | -2.3252 | 0.047426 | -4.9664 | -2.4832 | 6.29 | 3.208 | 7.5402e-05 | 9.7169e-05 | 0.047473 | -4.9714 | -2.4857 | 6.2941 | 3.2101 | 7.5436e-05 | 9.7209e-05 | 0.00073178 | 0.00084972 | -0.18457 | -0.13714 | 14.3615 | 7.1808 | 0.55801 | 0.3104 | -0.003281 | -0.0032824 | -0.13728 | 14.3759 | 7.188 | 0.55749 | 0.31011 | -0.0032873 | -0.0032887 | 0.045801 | 0.045816 | 0.099798 | -0.037345 | 3.9107 | 1.9554 | 1.5301 | 0.8337 | -0.00034789 | -0.00034379 | -0.037382 | 3.9147 | 1.9573 | 1.5293 | 0.83325 | -0.00034839 | -0.0003443 | 0.013523 | 0.013675 | -0.026879 | -0.064224 | 6.7255 | 3.3628 | 1.0682 | 0.58848 | -0.00082114 | -0.00082001 | -0.064288 | 6.7323 | 3.3661 | 1.0674 | 0.58805 | -0.00082255 | -0.00082142 | 0.021828 | 0.021904 | -0.014961 | -0.079185 | 8.2923 | 4.1461 | 0.90517 | 0.50042 | -0.0011836 | -0.0011834 | -0.079265 | 8.3006 | 4.1503 | 0.90443 | 0.50002 | -0.0011857 | -0.0011856 | 0.026666 | 0.026718 | -0.0037467 |  | -0.00014069 | 0.079185 | 0 | 0
0.83 | 1.6321 | -8.2073 | -2.2073 | 0.047426 | -4.9664 | -2.4832 | 6.2745 | 3.1778 | 7.423e-05 | 9.2605e-05 | 0.047473 | -4.9714 | -2.4857 | 6.2786 | 3.1798 | 7.4264e-05 | 9.2642e-05 | 0.00071764 | 0.00079248 | -0.2455 | -0.19808 | 20.7428 | 10.3714 | 0.3884 | 0.20863 | -0.0066861 | -0.006683 | -0.19828 | 20.7635 | 10.3817 | 0.38802 | 0.20843 | -0.0066992 | -0.0066961 | 0.066082 | 0.066085 | -0.93736 | -1.1354 | 118.9025 | 59.4512 | 0.068985 | 0.037104 | -0.21502 | -0.21502 | -1.1366 | 119.0214 | 59.5107 | 0.068916 | 0.037067 | -0.21545 | -0.21545 | 0.37867 | 0.37867 | -141.0103 | -142.1457 | 14885.4661 | 7442.7331 | 0.00055136 | 0.00029657 | -3367.5683 | -3367.5683 | -142.2879 | 14900.3516 | 7450.1758 | 0.00055081 | 0.00029627 | -3374.3068 | -3374.3068 | 47.4056 | 47.4056 | -0.19318 | -142.3389 | 14905.6963 | 7452.8481 | 0.00055061 | 0.00029616 | -3376.7279 | -3376.7279 | -142.4813 | 14920.602 | 7460.301 | 0.00055006 | 0.00029587 | -3383.4848 | -3383.4847 | 47.47 | 47.47 | 0.95846 |  | -6.757 | 142.3389 | 0 | 0
0.84 | 1.6518 | -8.0893 | -2.0893 | 0.047426 | -4.9664 | -2.4832 | 6.2589 | 3.1471 | 7.3053e-05 | 8.7968e-05 | 0.047473 | -4.9714 | -2.4857 | 6.263 | 3.1491 | 7.3086e-05 | 8.8003e-05 | 0.00070352 | 0.00073561 | -0.46484 | -0.41742 | 43.7117 | 21.8559 | 0.18428 | 0.095179 | -0.029186 | -0.029178 | -0.41783 | 43.7555 | 21.8777 | 0.1841 | 0.095085 | -0.029244 | -0.029236 | 0.13921 | 0.13921 | -50.2777 | -50.6952 | 5308.7851 | 2654.3925 | 0.0015238 | 0.0007871 | -428.3334 | -428.3334 | -50.7459 | 5314.0939 | 2657.0469 | 0.0015222 | 0.00078632 | -429.1905 | -429.1905 | 16.9068 | 16.9068 | 4.9383 | -45.7568 | 4791.6436 | 2395.8218 | 0.0016882 | 0.00087205 | -348.948 | -348.948 | -45.8026 | 4796.4353 | 2398.2176 | 0.0016865 | 0.00087118 | -349.6462 | -349.6462 | 15.2599 | 15.2599 | 13.9569 | -31.7999 | 3330.0755 | 1665.0378 | 0.0024292 | 0.0012548 | -168.5389 | -168.5389 | -31.8317 | 3333.4056 | 1666.7028 | 0.0024267 | 0.0012535 | -168.8761 | -168.8761 | 10.6053 | 10.6053 | 35.93 |  | -0.33739 | 31.7999 | 0 | 0
0.85 | 1.6715 | -7.9713 | -1.9713 | 0.047426 | -4.9664 | -2.4832 | 6.2432 | 3.1159 | 7.1871e-05 | 8.3256e-05 | 0.047473 | -4.9714 | -2.4857 | 6.2473 | 3.1179 | 7.1904e-05 | 8.3288e-05 | 0.00068943 | 0.00067917 | 1.1095 | 1.157 | -121.1573 | -60.5787 | 121.2231 | 60.6112 | 9.6581e-05 | 0.00010752 | 1.1581 | -121.2785 | -60.6392 | 121.3442 | 60.6717 | 9.6581e-05 | 0.00010753 | 1.1331e-07 | 1.1088e-07 | 4498.9412 | 4500.0982 | -471249.1784 | -235624.5892 | 471249.1784 | 235624.5892 | 9.6647e-05 | 0.00010759 | 4504.5983 | -471720.4276 | -235860.2138 | 471720.4276 | 235860.2138 | 9.6647e-05 | 0.00010759 | 1.9304e-18 | 1.8853e-18 | 242223172274234 | 242223172278734 | -25365551285336200 | -12682775642668100 | 25365551285336200 | 12682775642668100 | 9.6647e-05 | 0.00010759 | 242465395451013 | -25390916836621600 | -12695458418310800 | 25390916836621600 | 12695458418310800 | 9.6647e-05 | 0.00010759 | 0 | 0 | 0 | 242223172278734 | -25365551285336200 | -12682775642668100 | 25365551285336200 | 12682775642668100 | 9.6647e-05 | 0.00010759 | 242465395451013 | -25390916836621600 | -12695458418310800 | 25390916836621600 | 12695458418310800 | 9.6647e-05 | 0.00010759 | 0 | 0 | 0 |  | 9.7787e+27 | -242223172278734 | 0 | 0
0.86 | 1.6911 | -7.8533 | -1.8533 | 0.047426 | -4.9664 | -2.4832 | 6.2275 | 3.0841 | 7.0684e-05 | 7.8464e-05 | 0.047473 | -4.9714 | -2.4857 | 6.2316 | 3.0862 | 7.0716e-05 | 7.8494e-05 | 0.00067538 | 0.00062327 | 0.14931 | 0.19673 | -20.6016 | -10.3008 | 20.976 | 10.4777 | 9.2724e-05 | 9.8515e-05 | 0.19693 | -20.6222 | -10.3111 | 20.9963 | 10.4878 | 9.2728e-05 | 9.8518e-05 | 2.0868e-05 | 1.8667e-05 | 2.6316 | 2.8283 | -296.1836 | -148.0918 | 296.2101 | 148.1043 | 9.4843e-05 | 0.00010041 | 2.8312 | -296.4798 | -148.2399 | 296.5063 | 148.2524 | 9.4843e-05 | 0.00010041 | 7.5416e-09 | 6.7202e-09 | 6773.6931 | 6776.5214 | -709635.6633 | -354817.8316 | 709635.6633 | 354817.8316 | 9.4854e-05 | 0.00010042 | 6783.2979 | -710345.2989 | -355172.6495 | 710345.2989 | 355172.6495 | 9.4854e-05 | 0.00010042 | 5.4998e-19 | 4.8798e-19 | 8.9725e+13 | 8.9725e+13 | -9396006663447140 | -4698003331723570 | 9396006663447140 | 4698003331723570 | 9.4854e-05 | 0.00010042 | 8.9815e+13 | -9405402670110580 | -4702701335055290 | 9405402670110580 | 4702701335055290 | 9.4854e-05 | 0.00010042 | 0 | 0 | 0 |  | 1.3418e+27 | -8.9725e+13 | 0 | 0
0.87 | 1.7108 | -7.7353 | -1.7353 | 0.047426 | -4.9664 | -2.4832 | 6.2117 | 3.0518 | 6.9492e-05 | 7.3588e-05 | 0.047473 | -4.9714 | -2.4857 | 6.2158 | 3.0539 | 6.9524e-05 | 7.3615e-05 | 0.00066136 | 0.00056802 | 0.043877 | 0.091302 | -9.5612 | -4.7806 | 10.3113 | 5.1195 | 8.4508e-05 | 8.6259e-05 | 0.091394 | -9.5707 | -4.7854 | 10.3203 | 5.124 | 8.4522e-05 | 8.6271e-05 | 0.00016174 | 0.00013383 | 0.062754 | 0.15406 | -16.1328 | -8.0664 | 16.5988 | 8.2761 | 8.976e-05 | 9.0571e-05 | 0.15421 | -16.1489 | -8.0745 | 16.6145 | 8.2839 | 8.9766e-05 | 9.0576e-05 | 4.0453e-05 | 3.2938e-05 | 0.10793 | 0.26199 | -27.4357 | -13.7178 | 27.7148 | 13.8432 | 9.1877e-05 | 9.2289e-05 | 0.26225 | -27.4631 | -13.7316 | 27.7419 | 13.8568 | 9.1879e-05 | 9.2291e-05 | 8.8448e-06 | 7.1512e-06 | 0.24323 | 0.50522 | -52.9068 | -26.4534 | 53.0526 | 26.5189 | 9.2738e-05 | 9.2984e-05 | 0.50573 | -52.9597 | -26.4799 | 53.1054 | 26.5452 | 9.2738e-05 | 9.2984e-05 | 1.2701e-06 | 1.0239e-06 | 0.99939 |  | 0.042634 | -0.50522 | 0 | 0
0.88 | 1.7304 | -7.6173 | -1.6173 | 0.047426 | -4.9664 | -2.4832 | 6.1958 | 3.0189 | 6.8296e-05 | 6.8623e-05 | 0.047473 | -4.9714 | -2.4857 | 6.2 | 3.021 | 6.8326e-05 | 6.8648e-05 | 0.00064738 | 0.00051353 | 0.0024489 | 0.049875 | -5.2229 | -2.6114 | 6.411 | 3.1284 | 6.9812e-05 | 6.9823e-05 | 0.049925 | -5.2281 | -2.614 | 6.4154 | 3.1307 | 6.9841e-05 | 6.9846e-05 | 0.00059079 | 0.0004663 | 9.1279e-05 | 0.049966 | -5.2324 | -2.6162 | 6.4191 | 3.1325 | 6.9866e-05 | 6.9866e-05 | 0.050016 | -5.2377 | -2.6188 | 6.4235 | 3.1348 | 6.9895e-05 | 6.9889e-05 | 0.0005888 | 0.00046464 | 5.6048e-08 | 0.049966 | -5.2324 | -2.6162 | 6.4191 | 3.1325 | 6.9866e-05 | 6.9866e-05 | 0.050016 | -5.2377 | -2.6188 | 6.4235 | 3.1348 | 6.9895e-05 | 6.9889e-05 | 0.0005888 | 0.00046464 | -4.1411e-11 | 0.049966 | -5.2324 | -2.6162 | 6.4191 | 3.1325 | 6.9866e-05 | 6.9866e-05 | 0.050016 | -5.2377 | -2.6188 | 6.4235 | 3.1348 | 6.9895e-05 | 6.9889e-05 | 0.0005888 | 0.00046464 | 3.0674e-14 |  | 0.000486 | -0.049966 | 0 | 0
0.89 | 1.7501 | -7.4994 | -1.4994 | 0.047426 | -4.9664 | -2.4832 | 6.1799 | 2.9854 | 6.7094e-05 | 6.3565e-05 | 0.047473 | -4.9714 | -2.4857 | 6.1841 | 2.9876 | 6.7124e-05 | 6.3587e-05 | 0.00063343 | 0.00045996 | -0.020342 | 0.027084 | -2.8362 | -1.4181 | 4.502 | 2.124 | 4.7302e-05 | 4.8606e-05 | 0.027111 | -2.8391 | -1.4195 | 4.5041 | 2.1251 | 4.7341e-05 | 4.8636e-05 | 0.0014312 | 0.0011203 | 0.0041919 | 0.031276 | -3.2752 | -1.6376 | 4.8284 | 2.2918 | 5.2811e-05 | 5.2879e-05 | 0.031307 | -3.2785 | -1.6392 | 4.8309 | 2.2931 | 5.2849e-05 | 5.2908e-05 | 0.0012025 | 0.00092422 | 0.00024615 | 0.031522 | -3.301 | -1.6505 | 4.8479 | 2.3019 | 5.3106e-05 | 5.3106e-05 | 0.031554 | -3.3043 | -1.6521 | 4.8504 | 2.3031 | 5.3143e-05 | 5.3135e-05 | 0.0011904 | 0.00091395 | 7.2736e-07 | 0.031523 | -3.3011 | -1.6505 | 4.848 | 2.3019 | 5.3106e-05 | 5.3106e-05 | 0.031554 | -3.3044 | -1.6522 | 4.8505 | 2.3032 | 5.3144e-05 | 5.3135e-05 | 0.0011903 | 0.00091392 | -3.0732e-10 | 1.7501 | 0.00021876 | -0.031523 | 126.88 | 1211.6145
0.9 | 1.7698 | -7.3814 | -1.3814 | 0.047426 | -4.9664 | -2.4832 | 6.1639 | 2.9513 | 6.5887e-05 | 5.8408e-05 | 0.047473 | -4.9714 | -2.4857 | 6.1681 | 2.9534 | 6.5916e-05 | 5.8427e-05 | 0.00061952 | 0.00040749 | -0.035272 | 0.012154 | -1.2727 | -0.63636 | 3.4268 | 1.5358 | 1.7164e-05 | 2.2545e-05 | 0.012166 | -1.274 | -0.637 | 3.4275 | 1.5362 | 1.7196e-05 | 2.2571e-05 | 0.0026458 | 0.0021142 | 0.010125 | 0.022278 | -2.333 | -1.1665 | 4.1232 | 1.8953 | 3.8973e-05 | 3.9433e-05 | 0.022301 | -2.3353 | -1.1677 | 4.1248 | 1.8962 | 3.9012e-05 | 3.9462e-05 | 0.0017243 | 0.001288 | 0.0010541 | 0.023332 | -2.4434 | -1.2217 | 4.2006 | 1.9354 | 4.0752e-05 | 4.0758e-05 | 0.023356 | -2.4458 | -1.2229 | 4.2023 | 1.9363 | 4.079e-05 | 4.0786e-05 | 0.0016489 | 0.0012235 | 1.3184e-05 | 0.023346 | -2.4448 | -1.2224 | 4.2016 | 1.9359 | 4.0774e-05 | 4.0774e-05 | 0.023369 | -2.4472 | -1.2236 | 4.2033 | 1.9368 | 4.0812e-05 | 4.0802e-05 | 0.001648 | 0.0012227 | -1.6261e-09 | 1.7698 | 0.00013165 | -0.023346 | 141.6647 | 1352.798
0.91 | 1.7894 | -7.2634 | -1.2634 | 0.047426 | -4.9664 | -2.4832 | 6.1479 | 2.9164 | 6.4674e-05 | 5.3145e-05 | 0.047473 | -4.9714 | -2.4857 | 6.152 | 2.9186 | 6.4703e-05 | 5.3162e-05 | 0.00060565 | 0.0003563 | -0.046237 | 0.0011888 | -0.1245 | -0.062248 | 2.758 | 1.1556 | -1.9519e-05 | -8.1138e-06 | 0.00119 | -0.12462 | -0.06231 | 2.7581 | 1.1556 | -1.9514e-05 | -8.1097e-06 | 0.0040945 | 0.0033837 | 0.016045 | 0.017234 | -1.8047 | -0.90237 | 3.7445 | 1.6624 | 2.8703e-05 | 2.944e-05 | 0.017251 | -1.8065 | -0.90327 | 3.7457 | 1.663 | 2.8739e-05 | 2.9466e-05 | 0.0021062 | 0.0015173 | 0.0012521 | 0.018486 | -1.9359 | -0.96793 | 3.8315 | 1.7077 | 3.1272e-05 | 3.1281e-05 | 0.018505 | -1.9378 | -0.9689 | 3.8328 | 1.7084 | 3.1309e-05 | 3.1307e-05 | 0.0019965 | 0.0014229 | 1.6479e-05 | 0.018503 | -1.9376 | -0.96879 | 3.8327 | 1.7083 | 3.1305e-05 | 3.1305e-05 | 0.018521 | -1.9395 | -0.96976 | 3.834 | 1.709 | 3.1342e-05 | 3.1331e-05 | 0.0019951 | 0.0014217 | -3.5849e-10 | 1.7894 | 8.8399e-05 | -0.018503 | 149.8625 | 1431.0817
0.92 | 1.8091 | -7.1454 | -1.1454 | 0.047426 | -4.9664 | -2.4832 | 6.1317 | 2.8808 | 6.3456e-05 | 4.7771e-05 | 0.047473 | -4.9714 | -2.4857 | 6.1359 | 2.883 | 6.3484e-05 | 4.7785e-05 | 0.00059183 | 0.00030666 | -0.055005 | -0.0075794 | 0.79371 | 0.39685 | 2.3055 | 0.89005 | -6.1888e-05 | -4.3299e-05 | -0.0075869 | 0.7945 | 0.39725 | 2.3052 | 0.88988 | -6.1931e-05 | -4.3335e-05 | 0.0056577 | 0.0048439 | 0.022842 | 0.015262 | -1.5982 | -0.79912 | 3.5891 | 1.5419 | 2.3857e-05 | 2.3836e-05 | 0.015277 | -1.5998 | -0.79992 | 3.5901 | 1.5425 | 2.3891e-05 | 2.386e-05 | 0.0022603 | 0.0015369 | -2.8502e-05 | 0.015234 | -1.5953 | -0.79763 | 3.5872 | 1.5409 | 2.3792e-05 | 2.3792e-05 | 0.015249 | -1.5969 | -0.79843 | 3.5882 | 1.5415 | 2.3827e-05 | 2.3816e-05 | 0.002263 | 0.0015392 | 1.2256e-08 | 0.015234 | -1.5953 | -0.79763 | 3.5872 | 1.5409 | 2.3792e-05 | 2.3792e-05 | 0.015249 | -1.5969 | -0.79843 | 3.5882 | 1.5415 | 2.3827e-05 | 2.3816e-05 | 0.002263 | 0.0015392 | -1.832e-12 | 1.8091 | 6.2504e-05 | -0.015234 | 154.4381 | 1474.7751
0.93 | 1.8288 | -7.0274 | -1.0274 | 0.047426 | -4.9664 | -2.4832 | 6.1155 | 2.8444 | 6.2233e-05 | 4.2277e-05 | 0.047473 | -4.9714 | -2.4857 | 6.1197 | 2.8466 | 6.2261e-05 | 4.2289e-05 | 0.00057805 | 0.00025883 | -0.062517 | -0.015091 | 1.5803 | 0.79016 | 1.976 | 0.69281 | -0.00010992 | -8.3487e-05 | -0.015106 | 1.5819 | 0.79095 | 1.9755 | 0.69256 | -0.00011003 | -8.3585e-05 | 0.0072787 | 0.0064367 | 0.031389 | 0.016298 | -1.7068 | -0.85339 | 3.6383 | 1.5265 | 2.5601e-05 | 2.2668e-05 | 0.016315 | -1.7085 | -0.85424 | 3.6394 | 1.527 | 2.5636e-05 | 2.2689e-05 | 0.0021313 | 0.0013106 | -0.0035741 | 0.012724 | -1.3325 | -0.66625 | 3.3996 | 1.4001 | 1.736e-05 | 1.7471e-05 | 0.012737 | -1.3338 | -0.66691 | 3.4004 | 1.4005 | 1.7392e-05 | 1.7492e-05 | 0.0024873 | 0.001606 | 0.000126 | 0.01285 | -1.3457 | -0.67284 | 3.4078 | 1.4044 | 1.7673e-05 | 1.7673e-05 | 0.012863 | -1.347 | -0.67352 | 3.4087 | 1.4049 | 1.7705e-05 | 1.7693e-05 | 0.0024739 | 0.0015945 | 1.2842e-07 | 1.8288 | 4.5226e-05 | -0.01285 | 156.8523 | 1497.8294
0.94 | 1.8484 | -6.9094 | -0.90943 | 0.047426 | -4.9664 | -2.4832 | 6.0992 | 2.8072 | 6.1005e-05 | 3.6655e-05 | 0.047473 | -4.9714 | -2.4857 | 6.1034 | 2.8094 | 6.1031e-05 | 3.6665e-05 | 0.00056431 | 0.00021316 | -0.069341 | -0.021915 | 2.2949 | 1.1475 | 1.7206 | 0.53919 | -0.00016456 | -0.00012991 | -0.021937 | 2.2972 | 1.1486 | 1.72 | 0.53891 | -0.00016476 | -0.00013009 | 0.0089508 | 0.0081397 | 0.042722 | 0.020807 | -2.1789 | -1.0894 | 3.9348 | 1.643 | 3.3646e-05 | 2.4409e-05 | 0.020828 | -2.1811 | -1.0905 | 3.9363 | 1.6438 | 3.3682e-05 | 2.4428e-05 | 0.0017239 | 0.00088749 | -0.011044 | 0.0097626 | -1.0223 | -0.51117 | 3.189 | 1.2429 | 9.1625e-06 | 1.0487e-05 | 0.0097723 | -1.0234 | -0.51168 | 3.1896 | 1.2432 | 9.1897e-06 | 1.0504e-05 | 0.0027895 | 0.0017257 | 0.0012451 | 0.011008 | -1.1527 | -0.57636 | 3.2674 | 1.2844 | 1.2545e-05 | 1.2558e-05 | 0.011019 | -1.1539 | -0.57694 | 3.2681 | 1.2848 | 1.2574e-05 | 1.2576e-05 | 0.0026441 | 0.0016013 | 1.2264e-05 | 1.8484 | 3.2769e-05 | -0.011008 | 157.898 | 1507.8147
0.95 | 1.8681 | -6.7914 | -0.79145 | 0.047426 | -4.9664 | -2.4832 | 6.0829 | 2.769 | 5.977e-05 | 3.0897e-05 | 0.047473 | -4.9714 | -2.4857 | 6.0871 | 2.7713 | 5.9797e-05 | 3.0905e-05 | 0.00055063 | 0.00017005 | -0.075869 | -0.028443 | 2.9786 | 1.4893 | 1.5123 | 0.4155 | -0.0002278 | -0.00018471 | -0.028472 | 2.9816 | 1.4908 | 1.5115 | 0.41524 | -0.0002281 | -0.00018499 | 0.010698 | 0.0099591 | 0.058341 | 0.029897 | -3.1308 | -1.5654 | 4.6055 | 1.9676 | 4.5666e-05 | 2.6027e-05 | 0.029927 | -3.134 | -1.567 | 4.6078 | 1.9689 | 4.57e-05 | 2.604e-05 | 0.0011377 | 0.00043423 | -0.027916 | 0.0019813 | -0.20748 | -0.10374 | 2.7118 | 0.94301 | -1.6605e-05 | -6.9581e-06 | 0.0019833 | -0.20769 | -0.10384 | 2.712 | 0.94307 | -1.6598e-05 | -6.9531e-06 | 0.0038271 | 0.0025158 | 0.0073569 | 0.0093382 | -0.9779 | -0.48895 | 3.1405 | 1.1671 | 7.6384e-06 | 7.9062e-06 | 0.0093475 | -0.97887 | -0.48944 | 3.141 | 1.1674 | 7.6646e-06 | 7.921e-06 | 0.0028066 | 0.0015861 | 0.00021946 | 1.8681 | 2.2198e-05 | -0.0093382 | 157.8944 | 1507.7805
0.96 | 1.8878 | -6.6735 | -0.67346 | 0.047426 | -4.9664 | -2.4832 | 6.0665 | 2.7299 | 5.8531e-05 | 2.4991e-05 | 0.047473 | -4.9714 | -2.4857 | 6.0707 | 2.7322 | 5.8556e-05 | 2.4997e-05 | 0.00053699 | 0.00013001 | -0.082412 | -0.034986 | 3.6637 | 1.8319 | 1.335 | 0.31386 | -0.00030284 | -0.00025121 | -0.035021 | 3.6674 | 1.8337 | 1.3343 | 0.31363 | -0.00030328 | -0.00025163 | 0.012563 | 0.011923 | 0.080639 | 0.045653 | -4.7807 | -2.3904 | 5.9099 | 2.645 | 5.7543e-05 | 2.4749e-05 | 0.045698 | -4.7855 | -2.3928 | 5.9139 | 2.6472 | 5.757e-05 | 2.4756e-05 | 0.00057607 | 0.00014217 | -0.07558 | -0.029928 | 3.134 | 1.567 | 1.4544 | 0.3511 | -0.00024306 | -0.00019498 | -0.029958 | 3.1372 | 1.5686 | 1.4537 | 0.35086 | -0.00024339 | -0.00019529 | 0.011094 | 0.010326 | 0.062604 | 0.032676 | -3.4218 | -1.7109 | 4.8094 | 2.0409 | 4.766e-05 | 2.2071e-05 | 0.032708 | -3.4252 | -1.7126 | 4.812 | 2.0424 | 4.7692e-05 | 2.208e-05 | 0.0009883 | 0.0002921 | -0.036755 |  | 0.00022564 | -0.032676 | 0 | 0
0.97 | 1.9074 | -6.5555 | -0.55548 | 0.047426 | -4.9664 | -2.4832 | 6.05 | 2.6897 | 5.7285e-05 | 1.8925e-05 | 0.047473 | -4.9714 | -2.4857 | 6.0542 | 2.692 | 5.731e-05 | 1.8929e-05 | 0.00052341 | 9.3633e-05 | -0.089256 | -0.04183 | 4.3805 | 2.1902 | 1.1791 | 0.22956 | -0.00039463 | -0.00033444 | -0.041872 | 4.3848 | 2.1924 | 1.1784 | 0.22937 | -0.00039524 | -0.00033503 | 0.014607 | 0.014077 | 0.11362 | 0.071792 | -7.5181 | -3.759 | 8.3072 | 3.9014 | 6.5665e-05 | 2.0285e-05 | 0.071864 | -7.5256 | -3.7628 | 8.3141 | 3.905 | 6.568e-05 | 2.0288e-05 | 0.00021766 | 3.187e-05 | -0.24425 | -0.17246 | 18.0602 | 9.0301 | 0.35596 | 0.061101 | -0.0050794 | -0.005003 | -0.17263 | 18.0782 | 9.0391 | 0.35562 | 0.06104 | -0.0050893 | -0.0050129 | 0.057537 | 0.057519 | 4.0512 | 3.8788 | -406.1826 | -203.0913 | 406.1987 | 203.094 | 7.5125e-05 | 2.1517e-05 | 3.8826 | -406.5888 | -203.2944 | 406.6049 | 203.2971 | 7.5125e-05 | 2.1517e-05 | 2.0379e-09 | 2.3413e-10 | -29720.5574 |  | 2.5075 | -3.8788 | 0 | 0
0.98 | 1.9271 | -6.4375 | -0.43749 | 0.047426 | -4.9664 | -2.4832 | 6.0334 | 2.6484 | 5.6034e-05 | 1.2686e-05 | 0.047473 | -4.9714 | -2.4857 | 6.0376 | 2.6507 | 5.6058e-05 | 1.2689e-05 | 0.00050988 | 6.1665e-05 | -0.096711 | -0.049285 | 5.1611 | 2.5806 | 1.0384 | 0.15966 | -0.00051079 | -0.00044214 | -0.049334 | 5.1663 | 2.5831 | 1.0376 | 0.15951 | -0.00051162 | -0.00044295 | 0.01691 | 0.016492 | 0.16431 | 0.11502 | -12.045 | -6.0225 | 12.5576 | 6.0943 | 6.9342e-05 | 1.4032e-05 | 0.11514 | -12.0571 | -6.0285 | 12.5692 | 6.1002 | 6.9349e-05 | 1.4033e-05 | 6.3914e-05 | 5.3129e-06 | -0.94384 | -0.82881 | 86.7932 | 43.3966 | 0.074107 | 0.010079 | -0.11461 | -0.11453 | -0.82964 | 86.88 | 43.44 | 0.074033 | 0.010069 | -0.11484 | -0.11476 | 0.27641 | 0.27641 | 448.7586 | 447.9297 | -46907.0933 | -23453.5467 | 46907.0935 | 23453.5467 | 7.3336e-05 | 1.4345e-05 | 448.3777 | -46954.0004 | -23477.0002 | 46954.0005 | 23477.0002 | 7.3336e-05 | 1.4345e-05 | 1.2763e-15 | 9.43e-17 | -49909489037.8932 |  | 33440.1763 | -447.9297 | 0 | 0
0.99 | 1.9467 | -6.3195 | -0.31951 | 0.047426 | -4.9664 | -2.4832 | 6.0167 | 2.6058 | 5.4777e-05 | 6.2587e-06 | 0.047473 | -4.9714 | -2.4857 | 6.021 | 2.6082 | 5.48e-05 | 6.2603e-06 | 0.00049641 | 3.5032e-05 | -0.10516 | -0.057732 | 6.0457 | 3.0228 | 0.90871 | 0.10224 | -0.0006635 | -0.00058654 | -0.05779 | 6.0517 | 3.0259 | 0.90801 | 0.10214 | -0.00066463 | -0.00058765 | 0.019588 | 0.019274 | 0.24561 | 0.18788 | -19.675 | -9.8375 | 19.9911 | 9.8699 | 7.0024e-05 | 7.1089e-06 | 0.18807 | -19.6947 | -9.8473 | 20.0105 | 9.8797 | 7.0027e-05 | 7.109e-06 | 1.5641e-05 | 6.7273e-07 | -4.2032 | -4.0153 | 420.4842 | 210.2421 | 0.015029 | 0.0015197 | -2.6873 | -2.6872 | -4.0193 | 420.9046 | 210.4523 | 0.015014 | 0.0015182 | -2.6926 | -2.6926 | 1.3391 | 1.3391 | 35407.1034 | 35403.0881 | -3707402.7143 | -1853701.3572 | 3707402.7143 | 1853701.3572 | 7.1543e-05 | 7.1726e-06 | 35438.4912 | -3711110.117 | -1855555.0585 | 3711110.1171 | 1855555.0585 | 7.1543e-05 | 7.1726e-06 | 0 | 0 | 0 |  | 208896440.9466 | -35403.0881 | 0 | 0
1 | 1.9664 | -6.2015 | -0.20152 | 0.047426 | -4.9664 | -2.4832 | 6 | 2.5619 | 5.3513e-05 | -3.7617e-07 | 0.047473 | -4.9714 | -2.4857 | 6.0042 | 2.5643 | 5.3536e-05 | -3.7546e-07 | 0.00048301 | 1.4898e-05 | -0.11512 | -0.067696 | 7.0891 | 3.5446 | 0.78735 | 0.05597 | -0.00087313 | -0.00078811 | -0.067764 | 7.0962 | 3.5481 | 0.7867 | 0.055916 | -0.00087468 | -0.00078964 | 0.022804 | 0.022582 | 0.38289 | 0.3152 | -33.0074 | -16.5037 | 33.1942 | 16.5159 | 6.9219e-05 | -9.0509e-09 | 0.31551 | -33.0404 | -16.5202 | 33.2271 | 16.5324 | 6.922e-05 | -9.0328e-09 | 3.3234e-06 | 5.7259e-08 | -21.1959 | -20.8807 | 2186.6196 | 1093.3098 | 0.0028361 | 0.00018432 | -72.6672 | -72.6671 | -20.9016 | 2188.8062 | 1094.4031 | 0.0028333 | 0.00018414 | -72.8127 | -72.8126 | 6.9637 | 6.9637 | 139.7076 | 118.8269 | -12443.528 | -6221.764 | 12443.5285 | 6221.764 | 6.975e-05 | -6.3778e-14 | 118.9458 | -12455.9716 | -6227.9858 | 12455.972 | 6227.9858 | 6.975e-05 | -6.3651e-14 | 6.344e-14 | 1.0719e-15 | -1118349014.3549 |  | 2353.307 | -118.8269 | 0 | 0
Step K: | Calculate final torque constant and Friction constant for the user's controller power selection
| 1.8 | -7.2 | -1.2 | 0.047426 | -4.9664 | -2.4832 | 6.1392 | 2.8974 | 6.4021e-05 | 5.0272e-05 | 0.047473 | -4.9714 | -2.4857 | 6.1434 | 2.8995 | 6.4049e-05 | 5.0288e-05 | 0.00059822 | 0.00032942 | -0.051149 | -0.0037229 | 0.38986 | 0.19493 | 2.4954 | 1.0023 | -4.1598e-05 | -2.6439e-05 | -0.0037267 | 0.39025 | 0.19513 | 2.4952 | 1.0022 | -4.1616e-05 | -2.6454e-05 | 0.0049251 | 0.004149 | 0.019532 | 0.015809 | -1.6555 | -0.82776 | 3.6358 | 1.5849 | 2.5324e-05 | 2.585e-05 | 0.015825 | -1.6572 | -0.82859 | 3.6369 | 1.5855 | 2.5359e-05 | 2.5874e-05 | 0.0022219 | 0.0015576 | 0.00079154 | 0.016601 | -1.7384 | -0.86921 | 3.6898 | 1.6131 | 2.7054e-05 | 2.7058e-05 | 0.016617 | -1.7402 | -0.87008 | 3.6909 | 1.6137 | 2.7089e-05 | 2.7083e-05 | 0.0021478 | 0.001494 | 6.2087e-06 | 0.016607 | -1.7391 | -0.86953 | 3.6902 | 1.6133 | 2.7067e-05 | 2.7067e-05 | 0.016623 | -1.7408 | -0.8704 | 3.6913 | 1.6139 | 2.7103e-05 | 2.7092e-05 | 0.0021473 | 0.0014936 | -6.6195e-10 | 1.8 | 7.3067e-05 | -0.016607 | 152.6565 | 1457.7625
Note on C33: This is the Best Efficiency Point flow rate, where the impeller has maximum efficiency at its reference speed. Use this value in your impeller's config data. The BEP flow rate varies with motor speed, and the Delta-Pressure chart shows it adjusted to the tune point 1 motor speed.
Note on C39: Must be > 0. If the spreadsheet is giving a negative number here, then adjust the above tuning parameters.
Note on C40: Must be > 0. If the spreadsheet is giving a negative number here, then adjust the above tuning parameters.
Note on C41: Must be > 0. If the spreadsheet is giving a negative number here, then adjust the above tuning parameters.
Note on C42: The dynamic friction is held constant below this speed to aid the motor in stopping in a reasonable time. Recommend 25% of the motor's normal operating speed, or the minimum operating speed, whichever is less.
Note on C43: This assumes the controller isn't limiting the start-up current. If it is, your start-up time may take longer, so you can recover that time by using a lower inertia.
Note on C45: The model uses this to determine the impeller power curve. Radial-flow pumps generally are < 0.7, axial-flow pumps > 3, and mixed-flow pumps in between. The model limits this to between 0.2 and 5 for determining the power curve.
Note on C46: This is just a sanity check. The transition between mixed-flow and radial or axial-flow is vague, so don't worry if it says mixed-flow when your impeller is really an axial or radial flow type, or vice-versa. However, if it says radial when your impeller is really axial or vice-versa, then there is probably something wrong with your impeller reference curve data.
Note on G22: If this field is red, then your reference curve from Step 1 is bad: it has more than 1 root for flow rates beween 0 - 1000 m3/s. This is usually caused by a positive value for the last non-zero coefficient. For best results in this sheet and in the runtime model, the last non-zero coefficient should be negative.
Note on N17: This shows the impeller's reference performance curve scaled to the tune point 1 motor speed, and the performance curve of the system the impeller is flowing thru at the tune point. Their intersection is the resulting impeller pressure rise and flow rate.
Note on N35: Used in Step 5, this shows the range of possible controller power loads that can allow the model to achieve the tune points 1 and 2 data. If this chart is blank, then something is wrong with the inputs for the previous steps.
Note on N53: This shows the maximum speed this motor can reach in a system that flows Q at the tune point motor speed. In other words, if the max line is above tune point line at a Q, then if the system were tuned to flow Q at the tune point motor speed, then the max line value is how fast the motor would get to in that system at full power (which results in a proportional increase in flow rate). At Q values where the max line is less than the tune point line, the motor speed will drop below the tune point speed.
Note on P17: All 3 efficiencies should stay below 1 across the Q range. Impeller efficiency should peak at the BEP line and should usually peak at < 0.9.
Note on P35: This shows the power at various stages vs. impeller flow rate when the motor is speed-controlled at the tune point 1 speed. Hydraulic is the useful power imparted to the fluid, propelling it downstream. Impeller is Hydraulic + aerodynamic losses. Shaft is Impeller + friction losses. Motor is shaft + internal motor losses. Total is Motor + the controller's power load.
Note on P53: This shows the power at various stages vs. controlled motor speed through the tune point system, up to its maximum speed.

## Example Tuning Sets
Fan/Centrifugal Pump/Motor Tuner
|  | ITCS Pump | AAA Fan | Metox Fan | IMV Fan | CCAA/Cabin | TCCS Blower
Step 1: | Enter fluid impeller reference performance data (GunnsGasFanConfigData):
| mReferenceDensity | 999 | 1.181 | 1.175 | 1.156 | 1.156 | 0.78 | kg/m3
| mReferenceSpeed | 18900 | 41100 | 44000 | 8511 | 5740 | 73000 | rev/min
| mReferenceCoeff0 | 508 | 1.9733 | 6 | 0.41311 | 1.4504 | 2.8645 | kPa = poly(Q m3/s)
| mReferenceCoeff1 | 116000 | -150.09 | 0 | -30.8449 | -4.7441 | -327.694
| mReferenceCoeff2 | -586000000 | 6199.207 | -40818 | 1574.595 | -0.4226 | 180558
| mReferenceCoeff3 | -4760000000000 | -73321.1 | 0 | -30072.2 | 397.04 | -25973400
| mReferenceCoeff4 | 28200000000000000 | 0 | 0 | 242099.8 | -2505.4 | 0
| mReferenceCoeff5 | -4.28e+19 | 0 | 0 | -745590 | 3832.6 | 0
| mReferenceBestEfficiency | 0.86 | 0.8 | 0.71 | 0.536 | 0.85 | 0.85
Step 2: | Enter data common to both tune points in Steps 3 & 4:
| Supply voltage to controller | 120 | 124 | 124 | 124 | 124 | 124 | v
| Total stall current | 27.5 | 3.4 | 3.4 | 3.5 | 20 | 0.9 | amp
| Fluid impeller inlet density | 999 | 1.181 | 1.175 | 1.156 | 1.156 | 1.18 | kg/m3
Step 3: | Enter 1st tune point data:
| Motor & impeller speed | 18900 | 50000 | 44000 | 8511 | 5740 | 67200 | rev/min
| Total electrical power load | 453 | 200 | 88 | 52.5 | 310 | 34.5 | W
| Impeller volumetric flow rate | 0.00037827 | 0.06607 | 0.00708 | 0.0661 | 0.203 | 0.00428 | m3/s
| Start ramp-up time | 10 | 5 | 5 | 5 | 5 | 10 | s
Step 4: | Enter 2nd tune point data:
| Motor & impeller speed | 15120 | 30000 | 30000 | 7500 | 3400 | 73000 | rev/min
| Total electrical power load | 235 | 45 | 37.2 | 37.9 | 90 | 45 | W
Step 5: | Choose a controller constant power load in the allowable range:
| Controller power load | 11.5 | 12 | 17 | 5 | 35 | 0 | W
Results: | Use these values in the fluid impeller's GunnsGasFanConfigData:
| mReferenceQBep | 0.0003787 | 0.042765 | 0.0056696 | 0.05592 | 0.17007 | 0.0046498 | m3/s
Use these values in the motor's TsPumpMotorControllerConfigData:
| mControllerPowerLoad | 11.5 | 12 | 17 | 5 | 35 | 0 | W
Use these values in the motor's DcDynPumpMotorConfigData:
| mWindingResistance | 4.3636 | 36.4706 | 36.4706 | 35.4286 | 6.2 | 137.7778 | ohm
| mTorqueConstant | 0.020247 | 0.010458 | 0.010422 | 0.099737 | 0.13346 | 0.0088719 | N*m/amp
| mFrictionConstant | 1.561e-06 | 9.9702e-09 | 9.9176e-09 | 1.0659e-06 | 3.229e-06 | 6.6595e-09 | N*m*min/rev
| mFrictionMinSpeed | [6 empty] | rev/min
| mInertia | 0.0020128 | 1.8265e-05 | 2.6006e-05 | 0.0011297 | 0.013458 | 6.4557e-06 | kg*m2
Extra Info: | Impeller specific speed | 0.39002 | 5.0808 | 0.69111 | 3.1561 | 1.5159 | 1.1769 | r
| This appears to be a: | Radial Flow | Axial Flow | Radial Flow | Axial Flow | Mixed Flow | Mixed Flow | impeller.
| Max speed in tune point system | 28548.7887 | 52676.1931 | 59766.4399 | 9865.8988 | 7020.6641 | 74926.8743 | rev/min
| Total stall power | 3300 | 421.6 | 421.6 | 434 | 2480 | 111.6 | W
| Total dead-head power | 232.3167 | 295.213 | 49.7316 | 71.4864 | 256.5012 | 24.5319 | W
| Total dead-head current | 1.936 | 2.3808 | 0.40106 | 0.5765 | 2.0686 | 0.19784 | amp
Note on I39: jharvey: Metox uses the same fan motor as AAA, so we want these 3 motor constants to be similar to AAA.
Note on L2: jharvey: Note this configuration requires the use of the controller's mStartupCurrentLimit = 0.42 amp to get the peak fan transient power quoted in the TCCS Console Handbook.
Note on L16: jharvey: From TCCS Console Handbook, start-up current is only ~0.42 amps, but desired power & speed cannot be achieved with this model using that as the motor stall current - so recommend using 0.42 as the start-up current limit in the controller.

## Impeller Curve
Curve Scaling | This scales a fan curve from one reference point to another | [9 empty] | Notes: | You can use this to borrow a curve shape from another impeller, and convert it to pass through your impeller's flow & pressure point.
| (Fill in gray cells, green cells are the results) | [10 empty] | The plot works best when you pick a "from" flow rate near the "from" impeller's BEP.
|  |  | From: | To: | [7 empty] | You should borrow shapes from other impellers with similar specific speed (i.e. the same flow type axial, radial, mixed)
| curve coefficients order: | 0 | 1.4504 | 3.5068 | kPa = poly(Q m3/s) |  | Cto_x = Cfrom_x * (Pto/Pfrom) * (Qto/Qfrom)^(-x)
|  | 1 | -4.7441 | -4.8749
|  | 2 | -0.4226 | -0.18456
|  | 3 | 397.04 | 73.693
|  | 4 | -2505.4 | -197.6323
|  | 5 | 3832.6 | 128.4882
| fluid flow rate |  | 0.17 | 0.4 | m3/s
| fluid delta-pressure |  | 1.034 | 2.5 | kPa
Affinity Transform | This shows how a reference fan curve scales based on pump speed and fluid density
(Fill in gray cells, green cells are the results)
|  |  | From: | To:
| curve coefficients order: | 0 | 1.4504 | 2.7094 | kPa = poly(Q m3/s) |  | Cto_x = Cfrom_x * (rho_to/rho_from) * (Nto/Nfrom)^(2-x)
|  | 1 | -4.7441 | -6.6063
|  | 2 | -0.4226 | -0.43869
|  | 3 | 397.04 | 307.2408
|  | 4 | -2505.4 | -1445.2495
|  | 5 | 3832.6 | 1648.088
| fluid flow rate @ BEP |  | 0.17 | 0.22805 | m3/s
| fluid density |  | 1.156 | 1.2 | kg/m3
| impeller speed |  | 5740 | 7700 | rpm
Example curves of different fan types normalized about their best efficiency points | [10 empty] | Notes: | Real impellers' performance curves follow these general trends:
|  |  | AAA | IMV | CCAA/Cabin | ITCS | [5 empty] | - Radial-flow impellers (specific speed Ns < 0.8) tend to have a smooth slope to the left of the BEP
| mReferenceCoeff0 |  | 1.9733 | 0.41311 | 1.4504 | 508 | [5 empty] | - Mixed-flow impellers (0.8 < Ns < 3) begin to show a stall-region dip in the curve to the left of the BEP, and a steeper overall slope between the BEP and dead-head (Q=0)
| mReferenceCoeff1 |  | -150.09 | -30.8449 | -4.7441 | 116000 | [5 empty] | - Axial-flow impellers (Ns > 3) tend to have pronounced stall-region dips, and higher dead-head pressure relative to the BEP.
| mReferenceCoeff2 |  | 6199.207 | 1574.595 | -0.4226 | -586000000 | [5 empty] | - Maximum flow rate (dp = 0) is usually around 1.4 - 1.6 times the BEP flow rate.
| mReferenceCoeff3 |  | -73321.1 | -30072.2 | 397.04 | -4760000000000
| mReferenceCoeff4 |  | 0 | 242099.8 | -2505.4 | 28200000000000000
| mReferenceCoeff5 |  | 0 | -745590 | 3832.6 | -4.28e+19
| Q bep |  | 0.042765 | 0.05592 | 0.17007 | 0.0003787
| dp bep |  | 1.1576 | 0.3132 | 1.0337 | 456.0073
| Ns |  | 5.08 | 3.16 | 1.52 | 0.39
| Q (m3/s) |  |  |  | Curve Scaling: |  | Affinity Transform: |  | dp (kPa) |  |  |  | Curve Scaling: |  | Affinity Transform: |  | dp/dp_bep
Q/Qbep | AAA | IMV | CCAA/Cabin | ITCS | From | To | From | To | AAA | IMV | CCAA/Cabin | ITCS | From | To | From | To | AAA (Ns=5.0) | IMV (Ns=3.2) | CCAA/Cabin (Ns=1.5) | ITCS (Ns=0.4) | From | To
0 | 0 | 0 | 0 | 0 | 0 | 0 | 0 | 0 | 1.9733 | 0.41311 | 1.4504 | 508 | 1.4504 | 3.5068 | 1.4504 | 2.7094 | 1.7046 | 1.319 | 1.4031 | 1.114 | 1.4027 | 1.4027
0.05 | 0.0021382 | 0.002796 | 0.0085035 | 1.8935e-05 | 0.0085 | 0.02 | 0.0085 | 0.011402 | 1.68 | 0.33854 | 1.4103 | 509.9576 | 1.4103 | 3.4098 | 1.4103 | 2.6344 | 1.4513 | 1.0809 | 1.3642 | 1.1183 | 1.3639 | 1.3639
0.1 | 0.0042765 | 0.005592 | 0.017007 | 3.787e-05 | 0.017 | 0.04 | 0.017 | 0.022805 | 1.4391 | 0.28484 | 1.3713 | 511.3487 | 1.3714 | 3.3157 | 1.3714 | 2.5618 | 1.2431 | 0.90946 | 1.3266 | 1.1214 | 1.3263 | 1.3263
0.15 | 0.0064147 | 0.008388 | 0.02551 | 5.6805e-05 | 0.0255 | 0.06 | 0.0255 | 0.034207 | 1.2462 | 0.24859 | 1.3347 | 512.0943 | 1.3347 | 3.2271 | 1.3347 | 2.4933 | 1.0766 | 0.79372 | 1.2911 | 1.123 | 1.2908 | 1.2908
0.2 | 0.0085529 | 0.011184 | 0.034014 | 7.574e-05 | 0.034 | 0.08 | 0.034 | 0.04561 | 1.0972 | 0.22669 | 1.301 | 512.1774 | 1.301 | 3.1457 | 1.301 | 2.4304 | 0.94781 | 0.72378 | 1.2585 | 1.1232 | 1.2583 | 1.2583
0.25 | 0.010691 | 0.01398 | 0.042517 | 9.4675e-05 | 0.0425 | 0.1 | 0.0425 | 0.057012 | 0.98763 | 0.21633 | 1.2708 | 511.6305 | 1.2708 | 3.0727 | 1.2708 | 2.374 | 0.85317 | 0.6907 | 1.2293 | 1.122 | 1.2291 | 1.2291
0.3 | 0.012829 | 0.016776 | 0.051021 | 0.00011361 | 0.051 | 0.12 | 0.051 | 0.068415 | 0.91325 | 0.21501 | 1.2443 | 510.523 | 1.2444 | 3.0087 | 1.2444 | 2.3245 | 0.78891 | 0.68649 | 1.2037 | 1.1196 | 1.2035 | 1.2035
0.35 | 0.014968 | 0.019572 | 0.059524 | 0.00013255 | 0.0595 | 0.14 | 0.0595 | 0.079817 | 0.86975 | 0.22051 | 1.2217 | 508.949 | 1.2217 | 2.9539 | 1.2217 | 2.2822 | 0.75133 | 0.70406 | 1.1818 | 1.1161 | 1.1816 | 1.1816
0.4 | 0.017106 | 0.022368 | 0.068028 | 0.00015148 | 0.068 | 0.16 | 0.068 | 0.09122 | 0.85283 | 0.23087 | 1.2026 | 507.0144 | 1.2027 | 2.9079 | 1.2027 | 2.2467 | 0.73672 | 0.73713 | 1.1634 | 1.1119 | 1.1632 | 1.1632
0.45 | 0.019244 | 0.025164 | 0.076531 | 0.00017042 | 0.0765 | 0.18 | 0.0765 | 0.10262 | 0.85819 | 0.24437 | 1.1869 | 504.8246 | 1.187 | 2.8699 | 1.187 | 2.2173 | 0.74135 | 0.78025 | 1.1482 | 1.1071 | 1.148 | 1.148
0.5 | 0.021382 | 0.02796 | 0.085035 | 0.00018935 | 0.085 | 0.2 | 0.085 | 0.11402 | 0.88153 | 0.25955 | 1.1741 | 502.4721 | 1.1742 | 2.8389 | 1.1742 | 2.1933 | 0.76151 | 0.8287 | 1.1358 | 1.1019 | 1.1356 | 1.1356
0.55 | 0.023521 | 0.030756 | 0.093538 | 0.00020829 | 0.0935 | 0.22 | 0.0935 | 0.12543 | 0.91854 | 0.27512 | 1.1635 | 500.0238 | 1.1636 | 2.8133 | 1.1636 | 2.1736 | 0.79349 | 0.87843 | 1.1256 | 1.0965 | 1.1253 | 1.1253
0.6 | 0.025659 | 0.033552 | 0.10204 | 0.00022722 | 0.102 | 0.24 | 0.102 | 0.13683 | 0.96494 | 0.29004 | 1.1545 | 497.5087 | 1.1546 | 2.7915 | 1.1546 | 2.1568 | 0.83356 | 0.92606 | 1.1169 | 1.091 | 1.1166 | 1.1166
0.65 | 0.027797 | 0.036348 | 0.11055 | 0.00024616 | 0.1105 | 0.26 | 0.1105 | 0.14823 | 1.0164 | 0.30343 | 1.1463 | 494.9052 | 1.1463 | 2.7716 | 1.1463 | 2.1414 | 0.87803 | 0.96882 | 1.1089 | 1.0853 | 1.1086 | 1.1086
0.7 | 0.029935 | 0.039144 | 0.11905 | 0.00026509 | 0.119 | 0.28 | 0.119 | 0.15963 | 1.0687 | 0.31459 | 1.1379 | 492.1286 | 1.138 | 2.7514 | 1.138 | 2.1258 | 0.92316 | 1.0044 | 1.1008 | 1.0792 | 1.1006 | 1.1006
0.75 | 0.032073 | 0.04194 | 0.12755 | 0.00028403 | 0.1275 | 0.3 | 0.1275 | 0.17104 | 1.1174 | 0.32298 | 1.1286 | 489.0188 | 1.1286 | 2.7288 | 1.1286 | 2.1083 | 0.96525 | 1.0312 | 1.0917 | 1.0724 | 1.0915 | 1.0915
0.8 | 0.034212 | 0.044736 | 0.13606 | 0.00030296 | 0.136 | 0.32 | 0.136 | 0.18244 | 1.1583 | 0.32818 | 1.1173 | 485.3278 | 1.1173 | 2.7015 | 1.1173 | 2.0872 | 1.0006 | 1.0478 | 1.0808 | 1.0643 | 1.0806 | 1.0806
0.85 | 0.03635 | 0.047532 | 0.14456 | 0.0003219 | 0.1445 | 0.34 | 0.1445 | 0.19384 | 1.1871 | 0.32993 | 1.103 | 480.7068 | 1.1031 | 2.6672 | 1.1031 | 2.0607 | 1.0254 | 1.0534 | 1.067 | 1.0542 | 1.0669 | 1.0669
0.9 | 0.038488 | 0.050328 | 0.15306 | 0.00034083 | 0.153 | 0.36 | 0.153 | 0.20524 | 1.1994 | 0.32805 | 1.085 | 474.6942 | 1.0851 | 2.6236 | 1.0851 | 2.027 | 1.0361 | 1.0474 | 1.0496 | 1.041 | 1.0494 | 1.0494
0.95 | 0.040626 | 0.053124 | 0.16157 | 0.00035977 | 0.1615 | 0.38 | 0.1615 | 0.21665 | 1.191 | 0.32247 | 1.0621 | 466.7027 | 1.0623 | 2.5686 | 1.0623 | 1.9845 | 1.0289 | 1.0296 | 1.0275 | 1.0235 | 1.0274 | 1.0274
1 | 0.042765 | 0.05592 | 0.17007 | 0.0003787 | 0.17 | 0.4 | 0.17 | 0.22805 | 1.1576 | 0.3132 | 1.0337 | 456.0073 | 1.034 | 2.5 | 1.034 | 1.9315 | 1 | 1 | 1 | 1 | 1 | 1
1.05 | 0.044903 | 0.058716 | 0.17857 | 0.00039764 | 0.1785 | 0.42 | 0.1785 | 0.23945 | 1.0949 | 0.30031 | 0.99895 | 441.7321 | 0.99927 | 2.4161 | 0.99927 | 1.8667 | 0.9458 | 0.95885 | 0.96635 | 0.9687 | 0.96643 | 0.96643
1.1 | 0.047041 | 0.061512 | 0.18708 | 0.00041657 | 0.187 | 0.44 | 0.187 | 0.25085 | 0.9985 | 0.28392 | 0.95711 | 422.8384 | 0.95752 | 2.3151 | 0.95752 | 1.7887 | 0.86255 | 0.90653 | 0.92588 | 0.92726 | 0.92605 | 0.92605
1.15 | 0.049179 | 0.064308 | 0.19558 | 0.00043551 | 0.1955 | 0.46 | 0.1955 | 0.26226 | 0.86419 | 0.26419 | 0.90765 | 398.1118 | 0.90815 | 2.1958 | 0.90815 | 1.6964 | 0.74654 | 0.84353 | 0.87804 | 0.87304 | 0.8783 | 0.8783
1.2 | 0.051318 | 0.067104 | 0.20408 | 0.00045444 | 0.204 | 0.48 | 0.204 | 0.27366 | 0.68766 | 0.24129 | 0.85015 | 366.1502 | 0.85075 | 2.057 | 0.85075 | 1.5892 | 0.59404 | 0.77042 | 0.82241 | 0.80295 | 0.82279 | 0.82279
1.25 | 0.053456 | 0.0699 | 0.21259 | 0.00047338 | 0.2125 | 0.5 | 0.2125 | 0.28506 | 0.4646 | 0.21541 | 0.78432 | 325.3506 | 0.78503 | 1.8981 | 0.78503 | 1.4665 | 0.40134 | 0.68776 | 0.75873 | 0.71348 | 0.75923 | 0.75923
1.3 | 0.055594 | 0.072696 | 0.22109 | 0.00049231 | 0.221 | 0.52 | 0.221 | 0.29646 | 0.1907 | 0.18669 | 0.71007 | 273.8972 | 0.7109 | 1.7188 | 0.7109 | 1.328 | 0.16474 | 0.59608 | 0.6869 | 0.60064 | 0.68753 | 0.68753
1.35 | 0.057732 | 0.075492 | 0.22959 | 0.00051125 | 0.2295 | 0.54 | 0.2295 | 0.30787 | -0.13833 | 0.15529 | 0.62749 | 209.7485 | 0.62845 | 1.5195 | 0.62845 | 1.174 |  | 0.49582 | 0.60702 | 0.45997 | 0.60779 | 0.60779
1.4 | 0.059871 | 0.078288 | 0.2381 | 0.00053018 | 0.238 | 0.56 | 0.238 | 0.31927 | -0.52679 | 0.1213 | 0.53691 | 130.6252 | 0.53799 | 1.3008 | 0.53799 | 1.005 |  | 0.38729 | 0.51939 | 0.28645 | 0.5203 | 0.5203
1.45 | 0.062009 | 0.081084 | 0.2466 | 0.00054912 | 0.2465 | 0.58 | 0.2465 | 0.33067 | -0.979 | 0.084753 | 0.43887 | 33.9973 | 0.44007 | 1.064 | 0.44007 | 0.82206 |  | 0.27061 | 0.42455 | 0.074554 | 0.42561 | 0.42561
1.5 | 0.064147 | 0.08388 | 0.2551 | 0.00056805 | 0.255 | 0.6 | 0.255 | 0.34207 | -1.4992 | 0.045623 | 0.33419 | -82.9282 | 0.33551 | 0.8112 | 0.33551 | 0.62674 |  | 0.14567 | 0.32329 |  | 0.32448 | 0.32448
1.55 | 0.066285 | 0.086676 | 0.26361 | 0.00058699 | 0.2635 | 0.62 | 0.2635 | 0.35348 | -2.0918 | 0.003783 | 0.22396 | -223.2198 | 0.22538 | 0.54494 | 0.22538 | 0.42102 |  | 0.012079 | 0.21665 |  | 0.21797 | 0.21797
1.6 | 0.068423 | 0.089472 | 0.27211 | 0.00060592 | 0.272 | 0.64 | 0.272 | 0.36488 | -2.761 | -0.040992 | 0.10956 | -390.2342 | 0.11108 | 0.26856 | 0.11108 | 0.20749 |  |  | 0.10599 |  | 0.10743 | 0.10743
1.65 | 0.070562 | 0.092268 | 0.28061 | 0.00062486 | 0.2805 | 0.66 | 0.2805 | 0.37628 | -3.5112 | -0.089048 | -0.0072887 | -587.6284 | 0 | 0 | 0 | 0